## Resource_Summary
ResourceType | ResourceLabel | AssetCount | CandidateFeederAssetCount | SubstationsWithAssets | DataSourceRows | AssetsWithDataSources | PowerOrEnergyDataSourceRows | TimeSeriesSourcesAudited | SourcesWith2024Data | SourcesWithYearSpanEvidence | ResourceEvidenceStatus
PV | PV / Solar | 43 | 10 | 4 | 43 | 43 | 43 | 43 | 35 | 32 | FOUND_WITH_2024_TS
EV | EV Charging | 50 | 15 | 3 | 50 | 50 | 50 | 50 | 50 | 50 | FOUND_WITH_2024_TS
BATTERY | Battery / Storage | 0 | 0 | 0 | 0 | 0 | 0 | 0 | 0 | 0 | NOT_FOUND
DR_FLEX | Demand Response / Flexible Load | 0 | 0 | 0 | 0 | 0 | 0 | 0 | 0 | 0 | NOT_FOUND

## Substation_Summary
SubstationID | PV_Assets | PV_PowerDataSources | PV_SourcesWith2024Data | EV_Assets | EV_PowerDataSources | EV_SourcesWith2024Data | BATTERY_Assets | BATTERY_PowerDataSources | BATTERY_SourcesWith2024Data | DR_FLEX_Assets | DR_FLEX_PowerDataSources | DR_FLEX_SourcesWith2024Data
hvmv_1_22 | 2 | 2 | 2 | 3 | 3 | 3 | 0 | 0 | 0 | 0 | 0 | 0
hvmv_2_22 | 1 | 1 | 1 | 0 | 0 | 0 | 0 | 0 | 0 | 0 | 0 | 0
hvmv_4_21 | 27 | 27 | 20 | 27 | 27 | 27 | 0 | 0 | 0 | 0 | 0 | 0
hvmv_5_22 | 13 | 13 | 12 | 20 | 20 | 20 | 0 | 0 | 0 | 0 | 0 | 0

## Candidate_Context
CandidateKey | GridID | SubstationID | CandidateLineID | FirmHostingMW | ReadyForFeederBoundMILP | CandidateContextSource
GSO_122¦line_5852_22 | GSO_122 | hvmv_1_22 | line_5852_22 | 13.5096 | TRUE | greensboro_flag_resolution_audit.xlsx:MILP_Readiness
GSO_124¦line_6716_22 | GSO_124 | hvmv_1_22 | line_6716_22 | 13.4085 | TRUE | greensboro_flag_resolution_audit.xlsx:MILP_Readiness
GSO_123¦line_6019_22 | GSO_123 | hvmv_1_22 | line_6019_22 | 13.1777 | TRUE | greensboro_flag_resolution_audit.xlsx:MILP_Readiness
GSO_121¦line_3530_22 | GSO_121 | hvmv_1_22 | line_3530_22 | 13.1607 | TRUE | greensboro_flag_resolution_audit.xlsx:MILP_Readiness
GSO_144¦line_5978_22 | GSO_144 | hvmv_5_22 | line_5978_22 | 11.2671 | TRUE | greensboro_flag_resolution_audit.xlsx:MILP_Readiness
GSO_141¦line_4565_22 | GSO_141 | hvmv_5_22 | line_4565_22 | 11.02 | TRUE | greensboro_flag_resolution_audit.xlsx:MILP_Readiness
GSO_145¦line_6170_22 | GSO_145 | hvmv_5_22 | line_6170_22 | 10.6656 | TRUE | greensboro_flag_resolution_audit.xlsx:MILP_Readiness
GSO_142¦line_5429_22 | GSO_142 | hvmv_5_22 | line_5429_22 | 10.6074 | TRUE | greensboro_flag_resolution_audit.xlsx:MILP_Readiness
GSO_18¦line_108323_21 | GSO_18 | hvmv_4_21 | line_108323_21 | 10.3769 | TRUE | greensboro_flag_resolution_audit.xlsx:MILP_Readiness
GSO_127¦line_6871_22 | GSO_127 | hvmv_2_22 | line_6871_22 | 9.4748 | TRUE | greensboro_flag_resolution_audit.xlsx:MILP_Readiness

## Relevant_Feeder_Map
GridID | BreakerID | SubstationID | IsCandidateFeeder
GSO_121 | br_01_22 | hvmv_1_22 | TRUE
GSO_122 | br_02_22 | hvmv_1_22 | TRUE
GSO_123 | br_03_22 | hvmv_1_22 | TRUE
GSO_124 | br_04_22 | hvmv_1_22 | TRUE
GSO_125 | br_05_22 | hvmv_2_22 | FALSE
GSO_126 | br_06_22 | hvmv_2_22 | FALSE
GSO_127 | br_07_22 | hvmv_2_22 | TRUE
GSO_128 | br_08_22 | hvmv_2_22 | FALSE
GSO_17 | br_024_21 | hvmv_4_21 | FALSE
GSO_18 | br_025_21 | hvmv_4_21 | TRUE
GSO_19 | br_026_21 | hvmv_4_21 | FALSE
GSO_141 | br_021_22 | hvmv_5_22 | TRUE
GSO_142 | br_022_22 | hvmv_5_22 | TRUE
GSO_143 | br_023_22 | hvmv_5_22 | FALSE
GSO_144 | br_024_22 | hvmv_5_22 | TRUE
GSO_145 | br_025_22 | hvmv_5_22 | TRUE

## Resource_Assets
GridID | ElementID | ElementType | CustomerType | IsProducer | IsConsumer | IsSwitchable | SwitchIsOpen | UpstreamElementID | Terminal1CN | Terminal2CN | Meta | ResourceType | SubstationID | IsCandidateFeeder | ResourceMatchBasis
GSO_121 | evch_1784_22 | EVCharger | ev_charger | FALSE | TRUE | FALSE |  | m_1784_22 | VCN.m_1784_22 | VCN.evch_1784_22 | {"name": "evch_1784_22", "label": "evch_1784_22", "sdp_id": null, "meter_id": "m_1784_22", "lv_feeder": null, "ownership": "private", "make_model": "Grizzl-E EV Charger [GR1-14-24-P]", "max_current": 16, "max_voltage": 240, "is_dc_charger": false, "voltage_level": "LV", "charging_level": "level_2", "connector_type": "SAE J1772", "active_charging_power": 3840, "parent_transformer_id": "tr_1447_22", "active_generation_power": 0} | EV | hvmv_1_22 | TRUE | TYPE_OR_CUSTOMER_TYPE
GSO_123 | evch_786_22 | EVCharger | ev_charger | FALSE | TRUE | FALSE |  | m_786_22 | VCN.m_786_22 | VCN.evch_786_22 | {"name": "evch_786_22", "label": "evch_786_22", "sdp_id": null, "meter_id": "m_786_22", "lv_feeder": null, "ownership": "private", "make_model": "Grizzl-E Kodian Single", "max_current": 112, "max_voltage": 240, "is_dc_charger": true, "voltage_level": "LV", "charging_level": "level_3", "connector_type": "[\" CHAdeMO\",\"CCS1\"]", "active_charging_power": 24000, "parent_transformer_id": "tr_1451_22", "active_generation_power": 0} | EV | hvmv_1_22 | TRUE | TYPE_OR_CUSTOMER_TYPE
GSO_124 | evch_750_22 | EVCharger | ev_charger | FALSE | TRUE | FALSE |  | m_750_22 | VCN.m_750_22 | VCN.evch_750_22 | {"name": "evch_750_22", "label": "evch_750_22", "sdp_id": null, "meter_id": "m_750_22", "lv_feeder": null, "ownership": "private", "make_model": "ChargePoint CP6000 Single", "max_current": 80, "max_voltage": 240, "is_dc_charger": false, "voltage_level": "LV", "charging_level": "level_2", "connector_type": "SAE J1772", "active_charging_power": 17280, "parent_transformer_id": "tr_831_22", "active_generation_power": 0} | EV | hvmv_1_22 | TRUE | TYPE_OR_CUSTOMER_TYPE
GSO_17 | evch_16430_21 | EVCharger | ev_charger | FALSE | TRUE | FALSE |  | m_16430_21 | VCN.m_16430_21 | VCN.evch_16430_21 | {"name": "evch_16430_21", "label": "evch_16430_21", "sdp_id": null, "meter_id": "m_16430_21", "lv_feeder": null, "ownership": "private", "make_model": "Tesla Gen 3 Wall Connector [1457768-**-*]", "max_current": 16, "max_voltage": 240, "is_dc_charger": false, "voltage_level": "LV", "charging_level": "level_2", "connector_type": "TESLA", "active_charging_power": 3840, "parent_transformer_id": "tr_10249_21", "active_generation_power": 0} | EV | hvmv_4_21 | FALSE | TYPE_OR_CUSTOMER_TYPE
GSO_17 | evch_39280_21 | EVCharger | ev_charger | FALSE | TRUE | FALSE |  | m_39280_21 | VCN.m_39280_21 | VCN.evch_39280_21 | {"name": "evch_39280_21", "label": "evch_39280_21", "sdp_id": null, "meter_id": "m_39280_21", "lv_feeder": null, "ownership": "private", "make_model": "ChargePoint CP6000 Single", "max_current": 80, "max_voltage": 240, "is_dc_charger": false, "voltage_level": "LV", "charging_level": "level_2", "connector_type": "SAE J1772", "active_charging_power": 17280, "parent_transformer_id": "tr_421_21", "active_generation_power": 0} | EV | hvmv_4_21 | FALSE | TYPE_OR_CUSTOMER_TYPE
GSO_17 | evch_39549_21 | EVCharger | ev_charger | FALSE | TRUE | FALSE |  | m_39549_21 | VCN.m_39549_21 | VCN.evch_39549_21 | {"name": "evch_39549_21", "label": "evch_39549_21", "sdp_id": null, "meter_id": "m_39549_21", "lv_feeder": null, "ownership": "private", "make_model": "Tesla Gen 3 Wall Connector [1457768-**-*]", "max_current": 16, "max_voltage": 240, "is_dc_charger": false, "voltage_level": "LV", "charging_level": "level_2", "connector_type": "TESLA", "active_charging_power": 3840, "parent_transformer_id": "tr_477_21", "active_generation_power": 0} | EV | hvmv_4_21 | FALSE | TYPE_OR_CUSTOMER_TYPE
GSO_17 | evch_46056_21 | EVCharger | ev_charger | FALSE | TRUE | FALSE |  | m_46056_21 | VCN.m_46056_21 | VCN.evch_46056_21 | {"name": "evch_46056_21", "label": "evch_46056_21", "sdp_id": null, "meter_id": "m_46056_21", "lv_feeder": null, "ownership": "private", "make_model": "ChargePoint Home Flex [CPH50-NEMA14-50-L23]", "max_current": 32, "max_voltage": 240, "is_dc_charger": false, "voltage_level": "LV", "charging_level": "level_2", "connector_type": "SAE J1772", "active_charging_power": 7680, "parent_transformer_id": "tr_1020_21", "active_generation_power": 0} | EV | hvmv_4_21 | FALSE | TYPE_OR_CUSTOMER_TYPE
GSO_17 | evch_47939_21 | EVCharger | ev_charger | FALSE | TRUE | FALSE |  | m_47939_21 | VCN.m_47939_21 | VCN.evch_47939_21 | {"name": "evch_47939_21", "label": "evch_47939_21", "sdp_id": null, "meter_id": "m_47939_21", "lv_feeder": null, "ownership": "private", "make_model": "Tesla Gen 3 Wall Connector [1457768-**-*]", "max_current": 16, "max_voltage": 240, "is_dc_charger": false, "voltage_level": "LV", "charging_level": "level_2", "connector_type": "TESLA", "active_charging_power": 3840, "parent_transformer_id": "tr_3863_21", "active_generation_power": 0} | EV | hvmv_4_21 | FALSE | TYPE_OR_CUSTOMER_TYPE
GSO_17 | evch_49783_21 | EVCharger | ev_charger | FALSE | TRUE | FALSE |  | m_49783_21 | VCN.m_49783_21 | VCN.evch_49783_21 | {"name": "evch_49783_21", "label": "evch_49783_21", "sdp_id": null, "meter_id": "m_49783_21", "lv_feeder": null, "ownership": "private", "make_model": "Grizzl-E EV Charger [GR1-14-24-P]", "max_current": 16, "max_voltage": 240, "is_dc_charger": false, "voltage_level": "LV", "charging_level": "level_2", "connector_type": "SAE J1772", "active_charging_power": 3840, "parent_transformer_id": "tr_6917_21", "active_generation_power": 0} | EV | hvmv_4_21 | FALSE | TYPE_OR_CUSTOMER_TYPE
GSO_17 | evch_49917_21 | EVCharger | ev_charger | FALSE | TRUE | FALSE |  | m_49917_21 | VCN.m_49917_21 | VCN.evch_49917_21 | {"name": "evch_49917_21", "label": "evch_49917_21", "sdp_id": null, "meter_id": "m_49917_21", "lv_feeder": null, "ownership": "private", "make_model": "ChargePoint Home Flex [CPH50-NEMA14-50-L23]", "max_current": 32, "max_voltage": 240, "is_dc_charger": false, "voltage_level": "LV", "charging_level": "level_2", "connector_type": "SAE J1772", "active_charging_power": 7680, "parent_transformer_id": "tr_2243_21", "active_generation_power": 0} | EV | hvmv_4_21 | FALSE | TYPE_OR_CUSTOMER_TYPE
GSO_17 | evch_50324_21 | EVCharger | ev_charger | FALSE | TRUE | FALSE |  | m_50324_21 | VCN.m_50324_21 | VCN.evch_50324_21 | {"name": "evch_50324_21", "label": "evch_50324_21", "sdp_id": null, "meter_id": "m_50324_21", "lv_feeder": null, "ownership": "private", "make_model": "Tesla Gen 3 Wall Connector [1457768-**-*]", "max_current": 16, "max_voltage": 240, "is_dc_charger": false, "voltage_level": "LV", "charging_level": "level_2", "connector_type": "TESLA", "active_charging_power": 3840, "parent_transformer_id": "tr_3861_21", "active_generation_power": 0} | EV | hvmv_4_21 | FALSE | TYPE_OR_CUSTOMER_TYPE
GSO_17 | evch_54333_21 | EVCharger | ev_charger | FALSE | TRUE | FALSE |  | m_54333_21 | VCN.m_54333_21 | VCN.evch_54333_21 | {"name": "evch_54333_21", "label": "evch_54333_21", "sdp_id": null, "meter_id": "m_54333_21", "lv_feeder": null, "ownership": "private", "make_model": "Grizzl-E EV Charger [GR1-14-24-P]", "max_current": 16, "max_voltage": 240, "is_dc_charger": false, "voltage_level": "LV", "charging_level": "level_2", "connector_type": "SAE J1772", "active_charging_power": 3840, "parent_transformer_id": "tr_2762_21", "active_generation_power": 0} | EV | hvmv_4_21 | FALSE | TYPE_OR_CUSTOMER_TYPE
GSO_17 | evch_56746_21 | EVCharger | ev_charger | FALSE | TRUE | FALSE |  | m_56746_21 | VCN.m_56746_21 | VCN.evch_56746_21 | {"name": "evch_56746_21", "label": "evch_56746_21", "sdp_id": null, "meter_id": "m_56746_21", "lv_feeder": null, "ownership": "private", "make_model": "Flo Core+", "max_current": 32, "max_voltage": 240, "is_dc_charger": false, "voltage_level": "LV", "charging_level": "level_2", "connector_type": "SAE J1772", "active_charging_power": 7200, "parent_transformer_id": "tr_2980_21", "active_generation_power": 0} | EV | hvmv_4_21 | FALSE | TYPE_OR_CUSTOMER_TYPE
GSO_18 | evch_2029_21 | EVCharger | ev_charger | FALSE | TRUE | FALSE |  | m_2029_21 | VCN.m_2029_21 | VCN.evch_2029_21 | {"name": "evch_2029_21", "label": "evch_2029_21", "sdp_id": null, "meter_id": "m_2029_21", "lv_feeder": null, "ownership": "private", "make_model": "Tesla Supercharger [Tesla]", "max_current": 330, "max_voltage": 410, "is_dc_charger": true, "voltage_level": "LV", "charging_level": "level_3", "connector_type": "TESLA", "active_charging_power": 135000, "parent_transformer_id": "tr_5959_21", "active_generation_power": 0} | EV | hvmv_4_21 | TRUE | TYPE_OR_CUSTOMER_TYPE
GSO_18 | evch_33350_21 | EVCharger | ev_charger | FALSE | TRUE | FALSE |  | m_33350_21 | VCN.m_33350_21 | VCN.evch_33350_21 | {"name": "evch_33350_21", "label": "evch_33350_21", "sdp_id": null, "meter_id": "m_33350_21", "lv_feeder": null, "ownership": "private", "make_model": "Grizzl-E Kodian Single", "max_current": 112, "max_voltage": 240, "is_dc_charger": true, "voltage_level": "LV", "charging_level": "level_3", "connector_type": "[\" CHAdeMO\",\"CCS1\"]", "active_charging_power": 24000, "parent_transformer_id": "tr_8968_21", "active_generation_power": 0} | EV | hvmv_4_21 | TRUE | TYPE_OR_CUSTOMER_TYPE
GSO_18 | evch_426_21 | EVCharger | ev_charger | FALSE | TRUE | FALSE |  | m_426_21 | VCN.m_426_21 | VCN.evch_426_21 | {"name": "evch_426_21", "label": "evch_426_21", "sdp_id": null, "meter_id": "m_426_21", "lv_feeder": null, "ownership": "private", "make_model": "Grizzl-E Kodian Single", "max_current": 112, "max_voltage": 240, "is_dc_charger": true, "voltage_level": "LV", "charging_level": "level_3", "connector_type": "[\" CHAdeMO\",\"CCS1\"]", "active_charging_power": 24000, "parent_transformer_id": "tr_10616_21", "active_generation_power": 0} | EV | hvmv_4_21 | TRUE | TYPE_OR_CUSTOMER_TYPE
GSO_18 | evch_51468_21 | EVCharger | ev_charger | FALSE | TRUE | FALSE |  | m_51468_21 | VCN.m_51468_21 | VCN.evch_51468_21 | {"name": "evch_51468_21", "label": "evch_51468_21", "sdp_id": null, "meter_id": "m_51468_21", "lv_feeder": null, "ownership": "private", "make_model": "Tesla Gen 3 Wall Connector [1457768-**-*]", "max_current": 16, "max_voltage": 240, "is_dc_charger": false, "voltage_level": "LV", "charging_level": "level_2", "connector_type": "TESLA", "active_charging_power": 3840, "parent_transformer_id": "tr_2403_21", "active_generation_power": 0} | EV | hvmv_4_21 | TRUE | TYPE_OR_CUSTOMER_TYPE
GSO_19 | evch_40874_21 | EVCharger | ev_charger | FALSE | TRUE | FALSE |  | m_40874_21 | VCN.m_40874_21 | VCN.evch_40874_21 | {"name": "evch_40874_21", "label": "evch_40874_21", "sdp_id": null, "meter_id": "m_40874_21", "lv_feeder": null, "ownership": "private", "make_model": "Tesla Gen 3 Wall Connector [1457768-**-*]", "max_current": 16, "max_voltage": 240, "is_dc_charger": false, "voltage_level": "LV", "charging_level": "level_2", "connector_type": "TESLA", "active_charging_power": 3840, "parent_transformer_id": "tr_8986_21", "active_generation_power": 0} | EV | hvmv_4_21 | FALSE | TYPE_OR_CUSTOMER_TYPE
GSO_19 | evch_42396_21 | EVCharger | ev_charger | FALSE | TRUE | FALSE |  | m_42396_21 | VCN.m_42396_21 | VCN.evch_42396_21 | {"name": "evch_42396_21", "label": "evch_42396_21", "sdp_id": null, "meter_id": "m_42396_21", "lv_feeder": null, "ownership": "private", "make_model": "ChargePoint Home Flex [CPH50-NEMA14-50-L23]", "max_current": 32, "max_voltage": 240, "is_dc_charger": false, "voltage_level": "LV", "charging_level": "level_2", "connector_type": "SAE J1772", "active_charging_power": 7680, "parent_transformer_id": "tr_9072_21", "active_generation_power": 0} | EV | hvmv_4_21 | FALSE | TYPE_OR_CUSTOMER_TYPE
GSO_19 | evch_42724_21 | EVCharger | ev_charger | FALSE | TRUE | FALSE |  | m_42724_21 | VCN.m_42724_21 | VCN.evch_42724_21 | {"name": "evch_42724_21", "label": "evch_42724_21", "sdp_id": null, "meter_id": "m_42724_21", "lv_feeder": null, "ownership": "private", "make_model": "Tesla Gen 3 Wall Connector [1457768-**-*]", "max_current": 16, "max_voltage": 240, "is_dc_charger": false, "voltage_level": "LV", "charging_level": "level_2", "connector_type": "TESLA", "active_charging_power": 3840, "parent_transformer_id": "tr_1017_21", "active_generation_power": 0} | EV | hvmv_4_21 | FALSE | TYPE_OR_CUSTOMER_TYPE
GSO_19 | evch_43143_21 | EVCharger | ev_charger | FALSE | TRUE | FALSE |  | m_43143_21 | VCN.m_43143_21 | VCN.evch_43143_21 | {"name": "evch_43143_21", "label": "evch_43143_21", "sdp_id": null, "meter_id": "m_43143_21", "lv_feeder": null, "ownership": "private", "make_model": "Tesla Gen 3 Wall Connector [1457768-**-*]", "max_current": 16, "max_voltage": 240, "is_dc_charger": false, "voltage_level": "LV", "charging_level": "level_2", "connector_type": "TESLA", "active_charging_power": 3840, "parent_transformer_id": "tr_10906_21", "active_generation_power": 0} | EV | hvmv_4_21 | FALSE | TYPE_OR_CUSTOMER_TYPE
GSO_19 | evch_44404_21 | EVCharger | ev_charger | FALSE | TRUE | FALSE |  | m_44404_21 | VCN.m_44404_21 | VCN.evch_44404_21 | {"name": "evch_44404_21", "label": "evch_44404_21", "sdp_id": null, "meter_id": "m_44404_21", "lv_feeder": null, "ownership": "private", "make_model": "Grizzl-E EV Charger [GR1-14-24-P]", "max_current": 16, "max_voltage": 240, "is_dc_charger": false, "voltage_level": "LV", "charging_level": "level_2", "connector_type": "SAE J1772", "active_charging_power": 3840, "parent_transformer_id": "tr_9824_21", "active_generation_power": 0} | EV | hvmv_4_21 | FALSE | TYPE_OR_CUSTOMER_TYPE
GSO_19 | evch_47656_21 | EVCharger | ev_charger | FALSE | TRUE | FALSE |  | m_47656_21 | VCN.m_47656_21 | VCN.evch_47656_21 | {"name": "evch_47656_21", "label": "evch_47656_21", "sdp_id": null, "meter_id": "m_47656_21", "lv_feeder": null, "ownership": "private", "make_model": "ChargePoint Home Flex [CPH50-NEMA14-50-L23]", "max_current": 32, "max_voltage": 240, "is_dc_charger": false, "voltage_level": "LV", "charging_level": "level_2", "connector_type": "SAE J1772", "active_charging_power": 7680, "parent_transformer_id": "tr_10915_21", "active_generation_power": 0} | EV | hvmv_4_21 | FALSE | TYPE_OR_CUSTOMER_TYPE
GSO_19 | evch_48835_21 | EVCharger | ev_charger | FALSE | TRUE | FALSE |  | m_48835_21 | VCN.m_48835_21 | VCN.evch_48835_21 | {"name": "evch_48835_21", "label": "evch_48835_21", "sdp_id": null, "meter_id": "m_48835_21", "lv_feeder": null, "ownership": "private", "make_model": "ChargePoint Home Flex [CPH50-NEMA14-50-L23]", "max_current": 32, "max_voltage": 240, "is_dc_charger": false, "voltage_level": "LV", "charging_level": "level_2", "connector_type": "SAE J1772", "active_charging_power": 7680, "parent_transformer_id": "tr_2076_21", "active_generation_power": 0} | EV | hvmv_4_21 | FALSE | TYPE_OR_CUSTOMER_TYPE
GSO_19 | evch_50314_21 | EVCharger | ev_charger | FALSE | TRUE | FALSE |  | m_50314_21 | VCN.m_50314_21 | VCN.evch_50314_21 | {"name": "evch_50314_21", "label": "evch_50314_21", "sdp_id": null, "meter_id": "m_50314_21", "lv_feeder": null, "ownership": "private", "make_model": "Grizzl-E EV Charger [GR1-14-24-P]", "max_current": 16, "max_voltage": 240, "is_dc_charger": false, "voltage_level": "LV", "charging_level": "level_2", "connector_type": "SAE J1772", "active_charging_power": 3840, "parent_transformer_id": "tr_1439_21", "active_generation_power": 0} | EV | hvmv_4_21 | FALSE | TYPE_OR_CUSTOMER_TYPE
GSO_19 | evch_52361_21 | EVCharger | ev_charger | FALSE | TRUE | FALSE |  | m_52361_21 | VCN.m_52361_21 | VCN.evch_52361_21 | {"name": "evch_52361_21", "label": "evch_52361_21", "sdp_id": null, "meter_id": "m_52361_21", "lv_feeder": null, "ownership": "private", "make_model": "Tesla Gen 3 Wall Connector [1457768-**-*]", "max_current": 16, "max_voltage": 240, "is_dc_charger": false, "voltage_level": "LV", "charging_level": "level_2", "connector_type": "TESLA", "active_charging_power": 3840, "parent_transformer_id": "tr_461_21", "active_generation_power": 0} | EV | hvmv_4_21 | FALSE | TYPE_OR_CUSTOMER_TYPE
GSO_19 | evch_52437_21 | EVCharger | ev_charger | FALSE | TRUE | FALSE |  | m_52437_21 | VCN.m_52437_21 | VCN.evch_52437_21 | {"name": "evch_52437_21", "label": "evch_52437_21", "sdp_id": null, "meter_id": "m_52437_21", "lv_feeder": null, "ownership": "private", "make_model": "Grizzl-E EV Charger [GR1-14-24-P]", "max_current": 16, "max_voltage": 240, "is_dc_charger": false, "voltage_level": "LV", "charging_level": "level_2", "connector_type": "SAE J1772", "active_charging_power": 3840, "parent_transformer_id": "tr_2579_21", "active_generation_power": 0} | EV | hvmv_4_21 | FALSE | TYPE_OR_CUSTOMER_TYPE
GSO_19 | evch_52782_21 | EVCharger | ev_charger | FALSE | TRUE | FALSE |  | m_52782_21 | VCN.m_52782_21 | VCN.evch_52782_21 | {"name": "evch_52782_21", "label": "evch_52782_21", "sdp_id": null, "meter_id": "m_52782_21", "lv_feeder": null, "ownership": "private", "make_model": "Tesla Gen 3 Wall Connector [1457768-**-*]", "max_current": 16, "max_voltage": 240, "is_dc_charger": false, "voltage_level": "LV", "charging_level": "level_2", "connector_type": "TESLA", "active_charging_power": 3840, "parent_transformer_id": "tr_12183_21", "active_generation_power": 0} | EV | hvmv_4_21 | FALSE | TYPE_OR_CUSTOMER_TYPE
GSO_19 | evch_56410_21 | EVCharger | ev_charger | FALSE | TRUE | FALSE |  | m_56410_21 | VCN.m_56410_21 | VCN.evch_56410_21 | {"name": "evch_56410_21", "label": "evch_56410_21", "sdp_id": null, "meter_id": "m_56410_21", "lv_feeder": null, "ownership": "private", "make_model": "Grizzl-E EV Charger [GR1-14-24-P]", "max_current": 16, "max_voltage": 240, "is_dc_charger": false, "voltage_level": "LV", "charging_level": "level_2", "connector_type": "SAE J1772", "active_charging_power": 3840, "parent_transformer_id": "tr_2714_21", "active_generation_power": 0} | EV | hvmv_4_21 | FALSE | TYPE_OR_CUSTOMER_TYPE
GSO_19 | evch_681_21 | EVCharger | ev_charger | FALSE | TRUE | FALSE |  | m_681_21 | VCN.m_681_21 | VCN.evch_681_21 | {"name": "evch_681_21", "label": "evch_681_21", "sdp_id": null, "meter_id": "m_681_21", "lv_feeder": null, "ownership": "private", "make_model": "ChargePoint Home Flex [CPH50-NEMA14-50-L23]", "max_current": 32, "max_voltage": 240, "is_dc_charger": false, "voltage_level": "LV", "charging_level": "level_2", "connector_type": "SAE J1772", "active_charging_power": 7680, "parent_transformer_id": "tr_10851_21", "active_generation_power": 0} | EV | hvmv_4_21 | FALSE | TYPE_OR_CUSTOMER_TYPE
GSO_142 | evch_1402_22 | EVCharger | ev_charger | FALSE | TRUE | FALSE |  | m_1402_22 | VCN.m_1402_22 | VCN.evch_1402_22 | {"name": "evch_1402_22", "label": "evch_1402_22", "sdp_id": null, "meter_id": "m_1402_22", "lv_feeder": null, "ownership": "private", "make_model": "Flo Core+", "max_current": 32, "max_voltage": 240, "is_dc_charger": false, "voltage_level": "LV", "charging_level": "level_2", "connector_type": "SAE J1772", "active_charging_power": 7200, "parent_transformer_id": "tr_789_22", "active_generation_power": 0} | EV | hvmv_5_22 | TRUE | TYPE_OR_CUSTOMER_TYPE
GSO_142 | evch_1837_22 | EVCharger | ev_charger | FALSE | TRUE | FALSE |  | m_1837_22 | VCN.m_1837_22 | VCN.evch_1837_22 | {"name": "evch_1837_22", "label": "evch_1837_22", "sdp_id": null, "meter_id": "m_1837_22", "lv_feeder": null, "ownership": "private", "make_model": "Tesla Gen 3 Wall Connector [1457768-**-*]", "max_current": 16, "max_voltage": 240, "is_dc_charger": false, "voltage_level": "LV", "charging_level": "level_2", "connector_type": "TESLA", "active_charging_power": 3840, "parent_transformer_id": "tr_511_22", "active_generation_power": 0} | EV | hvmv_5_22 | TRUE | TYPE_OR_CUSTOMER_TYPE
GSO_142 | evch_2110_22 | EVCharger | ev_charger | FALSE | TRUE | FALSE |  | m_2110_22 | VCN.m_2110_22 | VCN.evch_2110_22 | {"name": "evch_2110_22", "label": "evch_2110_22", "sdp_id": null, "meter_id": "m_2110_22", "lv_feeder": null, "ownership": "private", "make_model": "ChargePoint Home Flex [CPH50-NEMA14-50-L23]", "max_current": 32, "max_voltage": 240, "is_dc_charger": false, "voltage_level": "LV", "charging_level": "level_2", "connector_type": "SAE J1772", "active_charging_power": 7680, "parent_transformer_id": "tr_547_22", "active_generation_power": 0} | EV | hvmv_5_22 | TRUE | TYPE_OR_CUSTOMER_TYPE
GSO_142 | evch_2122_22 | EVCharger | ev_charger | FALSE | TRUE | FALSE |  | m_2122_22 | VCN.m_2122_22 | VCN.evch_2122_22 | {"name": "evch_2122_22", "label": "evch_2122_22", "sdp_id": null, "meter_id": "m_2122_22", "lv_feeder": null, "ownership": "private", "make_model": "Tesla Supercharger [Tesla]", "max_current": 330, "max_voltage": 410, "is_dc_charger": true, "voltage_level": "LV", "charging_level": "level_3", "connector_type": "TESLA", "active_charging_power": 135000, "parent_transformer_id": "tr_170_22", "active_generation_power": 0} | EV | hvmv_5_22 | TRUE | TYPE_OR_CUSTOMER_TYPE
GSO_143 | evch_134_22 | EVCharger | ev_charger | FALSE | TRUE | FALSE |  | m_134_22 | VCN.m_134_22 | VCN.evch_134_22 | {"name": "evch_134_22", "label": "evch_134_22", "sdp_id": null, "meter_id": "m_134_22", "lv_feeder": null, "ownership": "private", "make_model": "Tesla Gen 3 Wall Connector [1457768-**-*]", "max_current": 16, "max_voltage": 240, "is_dc_charger": false, "voltage_level": "LV", "charging_level": "level_2", "connector_type": "TESLA", "active_charging_power": 3840, "parent_transformer_id": "tr_248_22", "active_generation_power": 0} | EV | hvmv_5_22 | FALSE | TYPE_OR_CUSTOMER_TYPE
GSO_143 | evch_1412_22 | EVCharger | ev_charger | FALSE | TRUE | FALSE |  | m_1412_22 | VCN.m_1412_22 | VCN.evch_1412_22 | {"name": "evch_1412_22", "label": "evch_1412_22", "sdp_id": null, "meter_id": "m_1412_22", "lv_feeder": null, "ownership": "private", "make_model": "Tesla Gen 3 Wall Connector [1457768-**-*]", "max_current": 16, "max_voltage": 240, "is_dc_charger": false, "voltage_level": "LV", "charging_level": "level_2", "connector_type": "TESLA", "active_charging_power": 3840, "parent_transformer_id": "tr_1382_22", "active_generation_power": 0} | EV | hvmv_5_22 | FALSE | TYPE_OR_CUSTOMER_TYPE
GSO_143 | evch_153_22 | EVCharger | ev_charger | FALSE | TRUE | FALSE |  | m_153_22 | VCN.m_153_22 | VCN.evch_153_22 | {"name": "evch_153_22", "label": "evch_153_22", "sdp_id": null, "meter_id": "m_153_22", "lv_feeder": null, "ownership": "private", "make_model": "Grizzl-E EV Charger [GR1-14-24-P]", "max_current": 16, "max_voltage": 240, "is_dc_charger": false, "voltage_level": "LV", "charging_level": "level_2", "connector_type": "SAE J1772", "active_charging_power": 3840, "parent_transformer_id": "tr_34_22", "active_generation_power": 0} | EV | hvmv_5_22 | FALSE | TYPE_OR_CUSTOMER_TYPE
GSO_143 | evch_1758_22 | EVCharger | ev_charger | FALSE | TRUE | FALSE |  | m_1758_22 | VCN.m_1758_22 | VCN.evch_1758_22 | {"name": "evch_1758_22", "label": "evch_1758_22", "sdp_id": null, "meter_id": "m_1758_22", "lv_feeder": null, "ownership": "private", "make_model": "Tesla Gen 3 Wall Connector [1457768-**-*]", "max_current": 16, "max_voltage": 240, "is_dc_charger": false, "voltage_level": "LV", "charging_level": "level_2", "connector_type": "TESLA", "active_charging_power": 3840, "parent_transformer_id": "tr_429_22", "active_generation_power": 0} | EV | hvmv_5_22 | FALSE | TYPE_OR_CUSTOMER_TYPE
GSO_143 | evch_1994_22 | EVCharger | ev_charger | FALSE | TRUE | FALSE |  | m_1994_22 | VCN.m_1994_22 | VCN.evch_1994_22 | {"name": "evch_1994_22", "label": "evch_1994_22", "sdp_id": null, "meter_id": "m_1994_22", "lv_feeder": null, "ownership": "private", "make_model": "Grizzl-E EV Charger [GR1-14-24-P]", "max_current": 16, "max_voltage": 240, "is_dc_charger": false, "voltage_level": "LV", "charging_level": "level_2", "connector_type": "SAE J1772", "active_charging_power": 3840, "parent_transformer_id": "tr_4_22", "active_generation_power": 0} | EV | hvmv_5_22 | FALSE | TYPE_OR_CUSTOMER_TYPE
GSO_143 | evch_1995_22 | EVCharger | ev_charger | FALSE | TRUE | FALSE |  | m_1995_22 | VCN.m_1995_22 | VCN.evch_1995_22 | {"name": "evch_1995_22", "label": "evch_1995_22", "sdp_id": null, "meter_id": "m_1995_22", "lv_feeder": null, "ownership": "private", "make_model": "Grizzl-E EV Charger [GR1-14-24-P]", "max_current": 16, "max_voltage": 240, "is_dc_charger": false, "voltage_level": "LV", "charging_level": "level_2", "connector_type": "SAE J1772", "active_charging_power": 3840, "parent_transformer_id": "tr_544_22", "active_generation_power": 0} | EV | hvmv_5_22 | FALSE | TYPE_OR_CUSTOMER_TYPE
GSO_143 | evch_2007_22 | EVCharger | ev_charger | FALSE | TRUE | FALSE |  | m_2007_22 | VCN.m_2007_22 | VCN.evch_2007_22 | {"name": "evch_2007_22", "label": "evch_2007_22", "sdp_id": null, "meter_id": "m_2007_22", "lv_feeder": null, "ownership": "private", "make_model": "Grizzl-E EV Charger [GR1-14-24-P]", "max_current": 16, "max_voltage": 240, "is_dc_charger": false, "voltage_level": "LV", "charging_level": "level_2", "connector_type": "SAE J1772", "active_charging_power": 3840, "parent_transformer_id": "tr_1359_22", "active_generation_power": 0} | EV | hvmv_5_22 | FALSE | TYPE_OR_CUSTOMER_TYPE
GSO_143 | evch_2105_22 | EVCharger | ev_charger | FALSE | TRUE | FALSE |  | m_2105_22 | VCN.m_2105_22 | VCN.evch_2105_22 | {"name": "evch_2105_22", "label": "evch_2105_22", "sdp_id": null, "meter_id": "m_2105_22", "lv_feeder": null, "ownership": "private", "make_model": "Tesla Gen 3 Wall Connector [1457768-**-*]", "max_current": 16, "max_voltage": 240, "is_dc_charger": false, "voltage_level": "LV", "charging_level": "level_2", "connector_type": "TESLA", "active_charging_power": 3840, "parent_transformer_id": "tr_1304_22", "active_generation_power": 0} | EV | hvmv_5_22 | FALSE | TYPE_OR_CUSTOMER_TYPE
GSO_143 | evch_2146_22 | EVCharger | ev_charger | FALSE | TRUE | FALSE |  | m_2146_22 | VCN.m_2146_22 | VCN.evch_2146_22 | {"name": "evch_2146_22", "label": "evch_2146_22", "sdp_id": null, "meter_id": "m_2146_22", "lv_feeder": null, "ownership": "private", "make_model": "Flo Core+", "max_current": 32, "max_voltage": 240, "is_dc_charger": false, "voltage_level": "LV", "charging_level": "level_2", "connector_type": "SAE J1772", "active_charging_power": 7200, "parent_transformer_id": "tr_581_22", "active_generation_power": 0} | EV | hvmv_5_22 | FALSE | TYPE_OR_CUSTOMER_TYPE
GSO_143 | evch_2256_22 | EVCharger | ev_charger | FALSE | TRUE | FALSE |  | m_2256_22 | VCN.m_2256_22 | VCN.evch_2256_22 | {"name": "evch_2256_22", "label": "evch_2256_22", "sdp_id": null, "meter_id": "m_2256_22", "lv_feeder": null, "ownership": "private", "make_model": "ChargePoint Home Flex [CPH50-NEMA14-50-L23]", "max_current": 32, "max_voltage": 240, "is_dc_charger": false, "voltage_level": "LV", "charging_level": "level_2", "connector_type": "SAE J1772", "active_charging_power": 7680, "parent_transformer_id": "tr_1137_22", "active_generation_power": 0} | EV | hvmv_5_22 | FALSE | TYPE_OR_CUSTOMER_TYPE
GSO_143 | evch_2325_22 | EVCharger | ev_charger | FALSE | TRUE | FALSE |  | m_2325_22 | VCN.m_2325_22 | VCN.evch_2325_22 | {"name": "evch_2325_22", "label": "evch_2325_22", "sdp_id": null, "meter_id": "m_2325_22", "lv_feeder": null, "ownership": "private", "make_model": "ChargePoint Home Flex [CPH50-NEMA14-50-L23]", "max_current": 32, "max_voltage": 240, "is_dc_charger": false, "voltage_level": "LV", "charging_level": "level_2", "connector_type": "SAE J1772", "active_charging_power": 7680, "parent_transformer_id": "tr_1051_22", "active_generation_power": 0} | EV | hvmv_5_22 | FALSE | TYPE_OR_CUSTOMER_TYPE
GSO_143 | evch_2532_22 | EVCharger | ev_charger | FALSE | TRUE | FALSE |  | m_2532_22 | VCN.m_2532_22 | VCN.evch_2532_22 | {"name": "evch_2532_22", "label": "evch_2532_22", "sdp_id": null, "meter_id": "m_2532_22", "lv_feeder": null, "ownership": "private", "make_model": "ChargePoint Home Flex [CPH50-NEMA14-50-L23]", "max_current": 32, "max_voltage": 240, "is_dc_charger": false, "voltage_level": "LV", "charging_level": "level_2", "connector_type": "SAE J1772", "active_charging_power": 7680, "parent_transformer_id": "tr_706_22", "active_generation_power": 0} | EV | hvmv_5_22 | FALSE | TYPE_OR_CUSTOMER_TYPE
GSO_145 | evch_1182_22 | EVCharger | ev_charger | FALSE | TRUE | FALSE |  | m_1182_22 | VCN.m_1182_22 | VCN.evch_1182_22 | {"name": "evch_1182_22", "label": "evch_1182_22", "sdp_id": null, "meter_id": "m_1182_22", "lv_feeder": null, "ownership": "private", "make_model": "ChargePoint Home Flex [CPH50-NEMA14-50-L23]", "max_current": 32, "max_voltage": 240, "is_dc_charger": false, "voltage_level": "LV", "charging_level": "level_2", "connector_type": "SAE J1772", "active_charging_power": 7680, "parent_transformer_id": "tr_908_22", "active_generation_power": 0} | EV | hvmv_5_22 | TRUE | TYPE_OR_CUSTOMER_TYPE
GSO_145 | evch_2398_22 | EVCharger | ev_charger | FALSE | TRUE | FALSE |  | m_2398_22 | VCN.m_2398_22 | VCN.evch_2398_22 | {"name": "evch_2398_22", "label": "evch_2398_22", "sdp_id": null, "meter_id": "m_2398_22", "lv_feeder": null, "ownership": "private", "make_model": "Tesla Gen 3 Wall Connector [1457768-**-*]", "max_current": 16, "max_voltage": 240, "is_dc_charger": false, "voltage_level": "LV", "charging_level": "level_2", "connector_type": "TESLA", "active_charging_power": 3840, "parent_transformer_id": "tr_903_22", "active_generation_power": 0} | EV | hvmv_5_22 | TRUE | TYPE_OR_CUSTOMER_TYPE
GSO_145 | evch_752_22 | EVCharger | ev_charger | FALSE | TRUE | FALSE |  | m_752_22 | VCN.m_752_22 | VCN.evch_752_22 | {"name": "evch_752_22", "label": "evch_752_22", "sdp_id": null, "meter_id": "m_752_22", "lv_feeder": null, "ownership": "private", "make_model": "Flo Core+", "max_current": 32, "max_voltage": 240, "is_dc_charger": false, "voltage_level": "LV", "charging_level": "level_2", "connector_type": "SAE J1772", "active_charging_power": 7200, "parent_transformer_id": "tr_695_22", "active_generation_power": 0} | EV | hvmv_5_22 | TRUE | TYPE_OR_CUSTOMER_TYPE
GSO_145 | evch_814_22 | EVCharger | ev_charger | FALSE | TRUE | FALSE |  | m_814_22 | VCN.m_814_22 | VCN.evch_814_22 | {"name": "evch_814_22", "label": "evch_814_22", "sdp_id": null, "meter_id": "m_814_22", "lv_feeder": null, "ownership": "private", "make_model": "Flo Core+", "max_current": 32, "max_voltage": 240, "is_dc_charger": false, "voltage_level": "LV", "charging_level": "level_2", "connector_type": "SAE J1772", "active_charging_power": 7200, "parent_transformer_id": "tr_1086_22", "active_generation_power": 0} | EV | hvmv_5_22 | TRUE | TYPE_OR_CUSTOMER_TYPE
GSO_121 | pv_1881_22 | Photovoltaic | photovoltaic | TRUE | TRUE | FALSE |  |  | VCN.m_1881_22 | VCN.pv_1881_22 | {"name": "pv_1881_22", "label": "pv_1881_22", "sdp_id": null, "ac_size": 3195, "dc_size": 3735, "racking": "carport", "meter_id": "m_1881_22", "panel_area": 1.915056, "tilt_angle": 36, "azimuth_angle": 187, "voltage_level": "LV", "dc_to_ac_ratio": 1.1687525160383407, "commission_date": "2024-04-24", "number_of_panels": 9, "panel_make_model": "SunPower Maxeon3 [SPR-MAX6-415-BLK-E3-AC]", "panel_rated_power": 415.0, "degradation_annual": 0.25, "generation_capacity": 5156, "inverter_make_model": "SMA\tSunny Boy", "degradation_25_years": 6.25} | PV | hvmv_1_22 | TRUE | TYPE_OR_CUSTOMER_TYPE
GSO_121 | pv_761_22 | Photovoltaic | photovoltaic | TRUE | TRUE | FALSE |  |  | VCN.m_761_22 | VCN.pv_761_22 | {"name": "pv_761_22", "label": "pv_761_22", "sdp_id": null, "ac_size": 3102, "dc_size": 3700, "racking": "roof", "meter_id": "m_761_22", "panel_area": 1.7272, "tilt_angle": 43, "azimuth_angle": 175, "voltage_level": "LV", "dc_to_ac_ratio": 1.192489486883788, "commission_date": "2020-06-03", "number_of_panels": 10, "panel_make_model": "LG Neon R [LG370Q1C-V5]", "panel_rated_power": 370.0, "degradation_annual": 0.3, "generation_capacity": 5349, "inverter_make_model": "SolarEdge HDWave", "degradation_25_years": 7.5} | PV | hvmv_1_22 | TRUE | TYPE_OR_CUSTOMER_TYPE
GSO_125 | pv_510_22 | Photovoltaic | photovoltaic | TRUE | TRUE | FALSE |  |  | VCN.m_510_22 | VCN.pv_510_22 | {"name": "pv_510_22", "label": "pv_510_22", "sdp_id": null, "ac_size": 12483, "dc_size": 14525, "racking": "roof", "meter_id": "m_510_22", "panel_area": 1.915056, "tilt_angle": 32, "azimuth_angle": 179, "voltage_level": "LV", "dc_to_ac_ratio": 1.1635434999598835, "commission_date": "2010-02-15", "number_of_panels": 35, "panel_make_model": "SunPower Maxeon3 [SPR-MAX6-415-BLK-E3-AC]", "panel_rated_power": 415.0, "degradation_annual": 0.25, "generation_capacity": 13905, "inverter_make_model": "Fronius Primo", "degradation_25_years": 6.25} | PV | hvmv_2_22 | FALSE | TYPE_OR_CUSTOMER_TYPE
GSO_17 | pv_37225_21 | Photovoltaic | photovoltaic | TRUE | TRUE | FALSE |  |  | VCN.m_37225_21 | VCN.pv_37225_21 | {"name": "pv_37225_21", "label": "pv_37225_21", "sdp_id": null, "ac_size": 6700, "dc_size": 7560, "racking": "roof", "meter_id": "m_37225_21", "panel_area": 1.882146, "tilt_angle": 32, "azimuth_angle": 178, "voltage_level": "LV", "dc_to_ac_ratio": 1.1283566276359258, "commission_date": "2022-12-02", "number_of_panels": 18, "panel_make_model": "CanadianSolar [420HAG]", "panel_rated_power": 420.0, "degradation_annual": 0.35, "generation_capacity": 8699, "inverter_make_model": "Fronius Primo", "degradation_25_years": 8.75} | PV | hvmv_4_21 | FALSE | TYPE_OR_CUSTOMER_TYPE
GSO_17 | pv_38784_21 | Photovoltaic | photovoltaic | TRUE | TRUE | FALSE |  |  | VCN.m_38784_21 | VCN.pv_38784_21 | {"name": "pv_38784_21", "label": "pv_38784_21", "sdp_id": null, "ac_size": 2917, "dc_size": 3320, "racking": "carport", "meter_id": "m_38784_21", "panel_area": 1.915056, "tilt_angle": 43, "azimuth_angle": 177, "voltage_level": "LV", "dc_to_ac_ratio": 1.1379648368102833, "commission_date": "2020-05-10", "number_of_panels": 8, "panel_make_model": "SunPower Maxeon3 [SPR-MAX6-415-BLK-E3-AC]", "panel_rated_power": 415.0, "degradation_annual": 0.25, "generation_capacity": 4506, "inverter_make_model": "SolarEdge HDWave", "degradation_25_years": 6.25} | PV | hvmv_4_21 | FALSE | TYPE_OR_CUSTOMER_TYPE
GSO_17 | pv_42391_21 | Photovoltaic | photovoltaic | TRUE | TRUE | FALSE |  |  | VCN.m_42391_21 | VCN.pv_42391_21 | {"name": "pv_42391_21", "label": "pv_42391_21", "sdp_id": null, "ac_size": 7473, "dc_size": 8510, "racking": "roof", "meter_id": "m_42391_21", "panel_area": 1.7272, "tilt_angle": 43, "azimuth_angle": 169, "voltage_level": "LV", "dc_to_ac_ratio": 1.1387024662974072, "commission_date": "2025-12-19", "number_of_panels": 23, "panel_make_model": "LG Neon R [LG370Q1C-V5]", "panel_rated_power": 370.0, "degradation_annual": 0.3, "generation_capacity": 9269, "inverter_make_model": "Fronius Primo", "degradation_25_years": 7.5} | PV | hvmv_4_21 | FALSE | TYPE_OR_CUSTOMER_TYPE
GSO_17 | pv_49103_21 | Photovoltaic | photovoltaic | TRUE | TRUE | FALSE |  |  | VCN.m_49103_21 | VCN.pv_49103_21 | {"name": "pv_49103_21", "label": "pv_49103_21", "sdp_id": null, "ac_size": 3979, "dc_size": 4440, "racking": "roof", "meter_id": "m_49103_21", "panel_area": 1.7272, "tilt_angle": 43, "azimuth_angle": 166, "voltage_level": "LV", "dc_to_ac_ratio": 1.115584871429929, "commission_date": "2026-07-12", "number_of_panels": 12, "panel_make_model": "LG Neon R [LG370Q1C-V5]", "panel_rated_power": 370.0, "degradation_annual": 0.3, "generation_capacity": 6163, "inverter_make_model": "Fronius Primo", "degradation_25_years": 7.5} | PV | hvmv_4_21 | FALSE | TYPE_OR_CUSTOMER_TYPE
GSO_17 | pv_49251_21 | Photovoltaic | photovoltaic | TRUE | TRUE | FALSE |  |  | VCN.m_49251_21 | VCN.pv_49251_21 | {"name": "pv_49251_21", "label": "pv_49251_21", "sdp_id": null, "ac_size": 11553, "dc_size": 12950, "racking": "carport", "meter_id": "m_49251_21", "panel_area": 1.748536, "tilt_angle": 40, "azimuth_angle": 166, "voltage_level": "LV", "dc_to_ac_ratio": 1.1208401743958252, "commission_date": "2011-06-28", "number_of_panels": 35, "panel_make_model": "Panasonic EverVolt [EVPV370]", "panel_rated_power": 370.0, "degradation_annual": 0.25, "generation_capacity": 8681, "inverter_make_model": "Fronius Primo", "degradation_25_years": 6.25} | PV | hvmv_4_21 | FALSE | TYPE_OR_CUSTOMER_TYPE
GSO_17 | pv_49510_21 | Photovoltaic | photovoltaic | TRUE | TRUE | FALSE |  |  | VCN.m_49510_21 | VCN.pv_49510_21 | {"name": "pv_49510_21", "label": "pv_49510_21", "sdp_id": null, "ac_size": 6235, "dc_size": 7030, "racking": "roof", "meter_id": "m_49510_21", "panel_area": 1.7272, "tilt_angle": 39, "azimuth_angle": 166, "voltage_level": "LV", "dc_to_ac_ratio": 1.1273653698529467, "commission_date": "2026-08-01", "number_of_panels": 19, "panel_make_model": "LG Neon R [LG370Q1C-V5]", "panel_rated_power": 370.0, "degradation_annual": 0.3, "generation_capacity": 8543, "inverter_make_model": "SMA\tSunny Boy", "degradation_25_years": 7.5} | PV | hvmv_4_21 | FALSE | TYPE_OR_CUSTOMER_TYPE
GSO_17 | pv_51409_21 | Photovoltaic | photovoltaic | TRUE | TRUE | FALSE |  |  | VCN.m_51409_21 | VCN.pv_51409_21 | {"name": "pv_51409_21", "label": "pv_51409_21", "sdp_id": null, "ac_size": 6305, "dc_size": 7030, "racking": "carport", "meter_id": "m_51409_21", "panel_area": 1.7272, "tilt_angle": 42, "azimuth_angle": 186, "voltage_level": "LV", "dc_to_ac_ratio": 1.114951222499812, "commission_date": "2026-10-07", "number_of_panels": 19, "panel_make_model": "LG Neon R [LG370Q1C-V5]", "panel_rated_power": 370.0, "degradation_annual": 0.3, "generation_capacity": 8643, "inverter_make_model": "Fronius Primo", "degradation_25_years": 7.5} | PV | hvmv_4_21 | FALSE | TYPE_OR_CUSTOMER_TYPE
GSO_17 | pv_51737_21 | Photovoltaic | photovoltaic | TRUE | TRUE | FALSE |  |  | VCN.m_51737_21 | VCN.pv_51737_21 | {"name": "pv_51737_21", "label": "pv_51737_21", "sdp_id": null, "ac_size": 10308, "dc_size": 12210, "racking": "roof", "meter_id": "m_51737_21", "panel_area": 1.748536, "tilt_angle": 37, "azimuth_angle": 186, "voltage_level": "LV", "dc_to_ac_ratio": 1.1844609035803522, "commission_date": "2017-12-17", "number_of_panels": 33, "panel_make_model": "Panasonic EverVolt [EVPV370]", "panel_rated_power": 370.0, "degradation_annual": 0.25, "generation_capacity": 12208, "inverter_make_model": "SMA\tSunny Boy", "degradation_25_years": 6.25} | PV | hvmv_4_21 | FALSE | TYPE_OR_CUSTOMER_TYPE
GSO_18 | pv_33284_21 | Photovoltaic | photovoltaic | TRUE | TRUE | FALSE |  |  | VCN.m_33284_21 | VCN.pv_33284_21 | {"name": "pv_33284_21", "label": "pv_33284_21", "sdp_id": null, "ac_size": 3825, "dc_size": 4565, "racking": "roof", "meter_id": "m_33284_21", "panel_area": 1.915056, "tilt_angle": 42, "azimuth_angle": 178, "voltage_level": "LV", "dc_to_ac_ratio": 1.1933661419096757, "commission_date": "2010-06-12", "number_of_panels": 11, "panel_make_model": "SunPower Maxeon3 [SPR-MAX6-415-BLK-E3-AC]", "panel_rated_power": 415.0, "degradation_annual": 0.25, "generation_capacity": 5238, "inverter_make_model": "Fronius Primo", "degradation_25_years": 6.25} | PV | hvmv_4_21 | TRUE | TYPE_OR_CUSTOMER_TYPE
GSO_18 | pv_42413_21 | Photovoltaic | photovoltaic | TRUE | TRUE | FALSE |  |  | VCN.m_42413_21 | VCN.pv_42413_21 | {"name": "pv_42413_21", "label": "pv_42413_21", "sdp_id": null, "ac_size": 15532, "dc_size": 17220, "racking": "roof", "meter_id": "m_42413_21", "panel_area": 1.882146, "tilt_angle": 40, "azimuth_angle": 186, "voltage_level": "LV", "dc_to_ac_ratio": 1.1086682596375492, "commission_date": "2012-01-27", "number_of_panels": 41, "panel_make_model": "CanadianSolar [420HAG]", "panel_rated_power": 420.0, "degradation_annual": 0.35, "generation_capacity": 13045, "inverter_make_model": "SMA\tSunny Boy", "degradation_25_years": 8.75} | PV | hvmv_4_21 | TRUE | TYPE_OR_CUSTOMER_TYPE
GSO_18 | pv_44989_21 | Photovoltaic | photovoltaic | TRUE | TRUE | FALSE |  |  | VCN.m_44989_21 | VCN.pv_44989_21 | {"name": "pv_44989_21", "label": "pv_44989_21", "sdp_id": null, "ac_size": 6839, "dc_size": 7885, "racking": "roof", "meter_id": "m_44989_21", "panel_area": 1.915056, "tilt_angle": 44, "azimuth_angle": 185, "voltage_level": "LV", "dc_to_ac_ratio": 1.1528994121572893, "commission_date": "2014-03-13", "number_of_panels": 19, "panel_make_model": "SunPower Maxeon3 [SPR-MAX6-415-BLK-E3-AC]", "panel_rated_power": 415.0, "degradation_annual": 0.25, "generation_capacity": 10447, "inverter_make_model": "Fronius Primo", "degradation_25_years": 6.25} | PV | hvmv_4_21 | TRUE | TYPE_OR_CUSTOMER_TYPE
GSO_18 | pv_49202_21 | Photovoltaic | photovoltaic | TRUE | TRUE | FALSE |  |  | VCN.m_49202_21 | VCN.pv_49202_21 | {"name": "pv_49202_21", "label": "pv_49202_21", "sdp_id": null, "ac_size": 10366, "dc_size": 11470, "racking": "roof", "meter_id": "m_49202_21", "panel_area": 1.748536, "tilt_angle": 30, "azimuth_angle": 178, "voltage_level": "LV", "dc_to_ac_ratio": 1.1064822365982048, "commission_date": "2026-10-13", "number_of_panels": 31, "panel_make_model": "Panasonic EverVolt [EVPV370]", "panel_rated_power": 370.0, "degradation_annual": 0.25, "generation_capacity": 10026, "inverter_make_model": "SMA\tSunny Boy", "degradation_25_years": 6.25} | PV | hvmv_4_21 | TRUE | TYPE_OR_CUSTOMER_TYPE
GSO_18 | pv_59999_21 | Photovoltaic | photovoltaic | TRUE | TRUE | FALSE |  |  | VCN.m_59999_21 | VCN.pv_59999_21 | {"name": "pv_59999_21", "label": "pv_59999_21", "sdp_id": null, "ac_size": 44781, "dc_size": 52920, "racking": "roof", "meter_id": "m_59999_21", "panel_area": 1.882146, "tilt_angle": 34, "azimuth_angle": 178, "voltage_level": "MV", "dc_to_ac_ratio": 1.1817359307143358, "commission_date": "2017-10-30", "number_of_panels": 126, "panel_make_model": "CanadianSolar [420HAG]", "panel_rated_power": 420.0, "degradation_annual": 0.35, "generation_capacity": 51954, "inverter_make_model": "Fronius Primo", "degradation_25_years": 8.75} | PV | hvmv_4_21 | TRUE | TYPE_OR_CUSTOMER_TYPE
GSO_19 | pv_1932_21 | Photovoltaic | photovoltaic | TRUE | TRUE | FALSE |  |  | VCN.m_1932_21 | VCN.pv_1932_21 | {"name": "pv_1932_21", "label": "pv_1932_21", "sdp_id": null, "ac_size": 4378, "dc_size": 4980, "racking": "carport", "meter_id": "m_1932_21", "panel_area": 1.915056, "tilt_angle": 33, "azimuth_angle": 186, "voltage_level": "LV", "dc_to_ac_ratio": 1.1374683753739394, "commission_date": "2011-01-25", "number_of_panels": 12, "panel_make_model": "SunPower Maxeon3 [SPR-MAX6-415-BLK-E3-AC]", "panel_rated_power": 415.0, "degradation_annual": 0.25, "generation_capacity": 5146, "inverter_make_model": "SolarEdge HDWave", "degradation_25_years": 6.25} | PV | hvmv_4_21 | FALSE | TYPE_OR_CUSTOMER_TYPE
GSO_19 | pv_37311_21 | Photovoltaic | photovoltaic | TRUE | TRUE | FALSE |  |  | VCN.m_37311_21 | VCN.pv_37311_21 | {"name": "pv_37311_21", "label": "pv_37311_21", "sdp_id": null, "ac_size": 6419, "dc_size": 7560, "racking": "roof", "meter_id": "m_37311_21", "panel_area": 1.882146, "tilt_angle": 44, "azimuth_angle": 176, "voltage_level": "LV", "dc_to_ac_ratio": 1.1777450799228673, "commission_date": "2013-04-06", "number_of_panels": 18, "panel_make_model": "CanadianSolar [420HAG]", "panel_rated_power": 420.0, "degradation_annual": 0.35, "generation_capacity": 4766, "inverter_make_model": "SMA\tSunny Boy", "degradation_25_years": 8.75} | PV | hvmv_4_21 | FALSE | TYPE_OR_CUSTOMER_TYPE
GSO_19 | pv_37577_21 | Photovoltaic | photovoltaic | TRUE | TRUE | FALSE |  |  | VCN.m_37577_21 | VCN.pv_37577_21 | {"name": "pv_37577_21", "label": "pv_37577_21", "sdp_id": null, "ac_size": 5248, "dc_size": 6225, "racking": "roof", "meter_id": "m_37577_21", "panel_area": 1.915056, "tilt_angle": 41, "azimuth_angle": 174, "voltage_level": "LV", "dc_to_ac_ratio": 1.1860440117977156, "commission_date": "2018-10-09", "number_of_panels": 15, "panel_make_model": "SunPower Maxeon3 [SPR-MAX6-415-BLK-E3-AC]", "panel_rated_power": 415.0, "degradation_annual": 0.25, "generation_capacity": 6125, "inverter_make_model": "Fronius Primo", "degradation_25_years": 6.25} | PV | hvmv_4_21 | FALSE | TYPE_OR_CUSTOMER_TYPE
GSO_19 | pv_43187_21 | Photovoltaic | photovoltaic | TRUE | TRUE | FALSE |  |  | VCN.m_43187_21 | VCN.pv_43187_21 | {"name": "pv_43187_21", "label": "pv_43187_21", "sdp_id": null, "ac_size": 10490, "dc_size": 12210, "racking": "roof", "meter_id": "m_43187_21", "panel_area": 1.748536, "tilt_angle": 32, "azimuth_angle": 178, "voltage_level": "LV", "dc_to_ac_ratio": 1.1638824896468605, "commission_date": "2020-03-04", "number_of_panels": 33, "panel_make_model": "Panasonic EverVolt [EVPV370]", "panel_rated_power": 370.0, "degradation_annual": 0.25, "generation_capacity": 9527, "inverter_make_model": "SolarEdge HDWave", "degradation_25_years": 6.25} | PV | hvmv_4_21 | FALSE | TYPE_OR_CUSTOMER_TYPE
GSO_19 | pv_44152_21 | Photovoltaic | photovoltaic | TRUE | TRUE | FALSE |  |  | VCN.m_44152_21 | VCN.pv_44152_21 | {"name": "pv_44152_21", "label": "pv_44152_21", "sdp_id": null, "ac_size": 10636, "dc_size": 12210, "racking": "roof", "meter_id": "m_44152_21", "panel_area": 1.748536, "tilt_angle": 39, "azimuth_angle": 172, "voltage_level": "LV", "dc_to_ac_ratio": 1.1479026044808864, "commission_date": "2011-03-29", "number_of_panels": 33, "panel_make_model": "Panasonic EverVolt [EVPV370]", "panel_rated_power": 370.0, "degradation_annual": 0.25, "generation_capacity": 9546, "inverter_make_model": "Fronius Primo", "degradation_25_years": 6.25} | PV | hvmv_4_21 | FALSE | TYPE_OR_CUSTOMER_TYPE
GSO_19 | pv_44548_21 | Photovoltaic | photovoltaic | TRUE | TRUE | FALSE |  |  | VCN.m_44548_21 | VCN.pv_44548_21 | {"name": "pv_44548_21", "label": "pv_44548_21", "sdp_id": null, "ac_size": 8014, "dc_size": 9545, "racking": "roof", "meter_id": "m_44548_21", "panel_area": 1.915056, "tilt_angle": 38, "azimuth_angle": 182, "voltage_level": "LV", "dc_to_ac_ratio": 1.1909893686148871, "commission_date": "2023-05-12", "number_of_panels": 23, "panel_make_model": "SunPower Maxeon3 [SPR-MAX6-415-BLK-E3-AC]", "panel_rated_power": 415.0, "degradation_annual": 0.25, "generation_capacity": 12188, "inverter_make_model": "SMA\tSunny Boy", "degradation_25_years": 6.25} | PV | hvmv_4_21 | FALSE | TYPE_OR_CUSTOMER_TYPE
GSO_19 | pv_44627_21 | Photovoltaic | photovoltaic | TRUE | TRUE | FALSE |  |  | VCN.m_44627_21 | VCN.pv_44627_21 | {"name": "pv_44627_21", "label": "pv_44627_21", "sdp_id": null, "ac_size": 5093, "dc_size": 5880, "racking": "roof", "meter_id": "m_44627_21", "panel_area": 1.882146, "tilt_angle": 34, "azimuth_angle": 179, "voltage_level": "LV", "dc_to_ac_ratio": 1.1543906328627185, "commission_date": "2025-02-12", "number_of_panels": 14, "panel_make_model": "CanadianSolar [420HAG]", "panel_rated_power": 420.0, "degradation_annual": 0.35, "generation_capacity": 7137, "inverter_make_model": "SMA\tSunny Boy", "degradation_25_years": 8.75} | PV | hvmv_4_21 | FALSE | TYPE_OR_CUSTOMER_TYPE
GSO_19 | pv_47276_21 | Photovoltaic | photovoltaic | TRUE | TRUE | FALSE |  |  | VCN.m_47276_21 | VCN.pv_47276_21 | {"name": "pv_47276_21", "label": "pv_47276_21", "sdp_id": null, "ac_size": 7021, "dc_size": 7885, "racking": "roof", "meter_id": "m_47276_21", "panel_area": 1.915056, "tilt_angle": 32, "azimuth_angle": 177, "voltage_level": "LV", "dc_to_ac_ratio": 1.1229878418922952, "commission_date": "2024-06-08", "number_of_panels": 19, "panel_make_model": "SunPower Maxeon3 [SPR-MAX6-415-BLK-E3-AC]", "panel_rated_power": 415.0, "degradation_annual": 0.25, "generation_capacity": 7474, "inverter_make_model": "SolarEdge HDWave", "degradation_25_years": 6.25} | PV | hvmv_4_21 | FALSE | TYPE_OR_CUSTOMER_TYPE
GSO_19 | pv_50737_21 | Photovoltaic | photovoltaic | TRUE | TRUE | FALSE |  |  | VCN.m_50737_21 | VCN.pv_50737_21 | {"name": "pv_50737_21", "label": "pv_50737_21", "sdp_id": null, "ac_size": 4284, "dc_size": 4810, "racking": "roof", "meter_id": "m_50737_21", "panel_area": 1.7272, "tilt_angle": 39, "azimuth_angle": 189, "voltage_level": "LV", "dc_to_ac_ratio": 1.122761071892315, "commission_date": "2013-11-22", "number_of_panels": 13, "panel_make_model": "LG Neon R [LG370Q1C-V5]", "panel_rated_power": 370.0, "degradation_annual": 0.3, "generation_capacity": 6071, "inverter_make_model": "Fronius Primo", "degradation_25_years": 7.5} | PV | hvmv_4_21 | FALSE | TYPE_OR_CUSTOMER_TYPE
GSO_19 | pv_53514_21 | Photovoltaic | photovoltaic | TRUE | TRUE | FALSE |  |  | VCN.m_53514_21 | VCN.pv_53514_21 | {"name": "pv_53514_21", "label": "pv_53514_21", "sdp_id": null, "ac_size": 5875, "dc_size": 6660, "racking": "roof", "meter_id": "m_53514_21", "panel_area": 1.748536, "tilt_angle": 40, "azimuth_angle": 168, "voltage_level": "LV", "dc_to_ac_ratio": 1.1334923253744462, "commission_date": "2020-03-13", "number_of_panels": 18, "panel_make_model": "Panasonic EverVolt [EVPV370]", "panel_rated_power": 370.0, "degradation_annual": 0.25, "generation_capacity": 7828, "inverter_make_model": "SolarEdge HDWave", "degradation_25_years": 6.25} | PV | hvmv_4_21 | FALSE | TYPE_OR_CUSTOMER_TYPE
GSO_19 | pv_54745_21 | Photovoltaic | photovoltaic | TRUE | TRUE | FALSE |  |  | VCN.m_54745_21 | VCN.pv_54745_21 | {"name": "pv_54745_21", "label": "pv_54745_21", "sdp_id": null, "ac_size": 8530, "dc_size": 9545, "racking": "roof", "meter_id": "m_54745_21", "panel_area": 1.915056, "tilt_angle": 35, "azimuth_angle": 173, "voltage_level": "LV", "dc_to_ac_ratio": 1.1189340793432492, "commission_date": "2016-03-11", "number_of_panels": 23, "panel_make_model": "SunPower Maxeon3 [SPR-MAX6-415-BLK-E3-AC]", "panel_rated_power": 415.0, "degradation_annual": 0.25, "generation_capacity": 11068, "inverter_make_model": "SolarEdge HDWave", "degradation_25_years": 6.25} | PV | hvmv_4_21 | FALSE | TYPE_OR_CUSTOMER_TYPE
GSO_19 | pv_55359_21 | Photovoltaic | photovoltaic | TRUE | TRUE | FALSE |  |  | VCN.m_55359_21 | VCN.pv_55359_21 | {"name": "pv_55359_21", "label": "pv_55359_21", "sdp_id": null, "ac_size": 3846, "dc_size": 4440, "racking": "roof", "meter_id": "m_55359_21", "panel_area": 1.7272, "tilt_angle": 41, "azimuth_angle": 185, "voltage_level": "LV", "dc_to_ac_ratio": 1.154410076509744, "commission_date": "2024-03-05", "number_of_panels": 12, "panel_make_model": "LG Neon R [LG370Q1C-V5]", "panel_rated_power": 370.0, "degradation_annual": 0.3, "generation_capacity": 4927, "inverter_make_model": "Fronius Primo", "degradation_25_years": 7.5} | PV | hvmv_4_21 | FALSE | TYPE_OR_CUSTOMER_TYPE
GSO_19 | pv_59433_21 | Photovoltaic | photovoltaic | TRUE | TRUE | FALSE |  |  | VCN.m_59433_21 | VCN.pv_59433_21 | {"name": "pv_59433_21", "label": "pv_59433_21", "sdp_id": null, "ac_size": 4339, "dc_size": 5180, "racking": "carport", "meter_id": "m_59433_21", "panel_area": 1.748536, "tilt_angle": 41, "azimuth_angle": 186, "voltage_level": "LV", "dc_to_ac_ratio": 1.1936293390482562, "commission_date": "2025-11-20", "number_of_panels": 14, "panel_make_model": "Panasonic EverVolt [EVPV370]", "panel_rated_power": 370.0, "degradation_annual": 0.25, "generation_capacity": 4769, "inverter_make_model": "Fronius Primo", "degradation_25_years": 6.25} | PV | hvmv_4_21 | FALSE | TYPE_OR_CUSTOMER_TYPE
GSO_19 | pv_666_21 | Photovoltaic | photovoltaic | TRUE | TRUE | FALSE |  |  | VCN.m_666_21 | VCN.pv_666_21 | {"name": "pv_666_21", "label": "pv_666_21", "sdp_id": null, "ac_size": 12162, "dc_size": 14525, "racking": "carport", "meter_id": "m_666_21", "panel_area": 1.915056, "tilt_angle": 31, "azimuth_angle": 174, "voltage_level": "LV", "dc_to_ac_ratio": 1.1942309809600196, "commission_date": "2014-12-29", "number_of_panels": 35, "panel_make_model": "SunPower Maxeon3 [SPR-MAX6-415-BLK-E3-AC]", "panel_rated_power": 415.0, "degradation_annual": 0.25, "generation_capacity": 10068, "inverter_make_model": "SMA\tSunny Boy", "degradation_25_years": 6.25} | PV | hvmv_4_21 | FALSE | TYPE_OR_CUSTOMER_TYPE
GSO_142 | pv_1483_22 | Photovoltaic | photovoltaic | TRUE | TRUE | FALSE |  |  | VCN.m_1483_22 | VCN.pv_1483_22 | {"name": "pv_1483_22", "label": "pv_1483_22", "sdp_id": null, "ac_size": 15711, "dc_size": 17760, "racking": "roof", "meter_id": "m_1483_22", "panel_area": 1.7272, "tilt_angle": 34, "azimuth_angle": 185, "voltage_level": "LV", "dc_to_ac_ratio": 1.1303976462024992, "commission_date": "2011-02-18", "number_of_panels": 48, "panel_make_model": "LG Neon R [LG370Q1C-V5]", "panel_rated_power": 370.0, "degradation_annual": 0.3, "generation_capacity": 15776, "inverter_make_model": "Fronius Primo", "degradation_25_years": 7.5} | PV | hvmv_5_22 | TRUE | TYPE_OR_CUSTOMER_TYPE
GSO_143 | pv_1562_22 | Photovoltaic | photovoltaic | TRUE | TRUE | FALSE |  |  | VCN.m_1562_22 | VCN.pv_1562_22 | {"name": "pv_1562_22", "label": "pv_1562_22", "sdp_id": null, "ac_size": 7450, "dc_size": 8510, "racking": "carport", "meter_id": "m_1562_22", "panel_area": 1.7272, "tilt_angle": 44, "azimuth_angle": 184, "voltage_level": "LV", "dc_to_ac_ratio": 1.142198732992241, "commission_date": "2017-11-05", "number_of_panels": 23, "panel_make_model": "LG Neon R [LG370Q1C-V5]", "panel_rated_power": 370.0, "degradation_annual": 0.3, "generation_capacity": 10093, "inverter_make_model": "SolarEdge HDWave", "degradation_25_years": 7.5} | PV | hvmv_5_22 | FALSE | TYPE_OR_CUSTOMER_TYPE
GSO_143 | pv_1565_22 | Photovoltaic | photovoltaic | TRUE | TRUE | FALSE |  |  | VCN.m_1565_22 | VCN.pv_1565_22 | {"name": "pv_1565_22", "label": "pv_1565_22", "sdp_id": null, "ac_size": 8350, "dc_size": 9240, "racking": "carport", "meter_id": "m_1565_22", "panel_area": 1.882146, "tilt_angle": 40, "azimuth_angle": 187, "voltage_level": "LV", "dc_to_ac_ratio": 1.1065009408579007, "commission_date": "2022-01-13", "number_of_panels": 22, "panel_make_model": "CanadianSolar [420HAG]", "panel_rated_power": 420.0, "degradation_annual": 0.35, "generation_capacity": 8929, "inverter_make_model": "Fronius Primo", "degradation_25_years": 8.75} | PV | hvmv_5_22 | FALSE | TYPE_OR_CUSTOMER_TYPE
GSO_143 | pv_2054_22 | Photovoltaic | photovoltaic | TRUE | TRUE | FALSE |  |  | VCN.m_2054_22 | VCN.pv_2054_22 | {"name": "pv_2054_22", "label": "pv_2054_22", "sdp_id": null, "ac_size": 6167, "dc_size": 7400, "racking": "carport", "meter_id": "m_2054_22", "panel_area": 1.7272, "tilt_angle": 30, "azimuth_angle": 182, "voltage_level": "LV", "dc_to_ac_ratio": 1.199910694675461, "commission_date": "2019-02-09", "number_of_panels": 20, "panel_make_model": "LG Neon R [LG370Q1C-V5]", "panel_rated_power": 370.0, "degradation_annual": 0.3, "generation_capacity": 10170, "inverter_make_model": "SMA\tSunny Boy", "degradation_25_years": 7.5} | PV | hvmv_5_22 | FALSE | TYPE_OR_CUSTOMER_TYPE
GSO_143 | pv_2254_22 | Photovoltaic | photovoltaic | TRUE | TRUE | FALSE |  |  | VCN.m_2254_22 | VCN.pv_2254_22 | {"name": "pv_2254_22", "label": "pv_2254_22", "sdp_id": null, "ac_size": 6738, "dc_size": 7470, "racking": "roof", "meter_id": "m_2254_22", "panel_area": 1.915056, "tilt_angle": 43, "azimuth_angle": 188, "voltage_level": "LV", "dc_to_ac_ratio": 1.108593803704557, "commission_date": "2021-06-28", "number_of_panels": 18, "panel_make_model": "SunPower Maxeon3 [SPR-MAX6-415-BLK-E3-AC]", "panel_rated_power": 415.0, "degradation_annual": 0.25, "generation_capacity": 6896, "inverter_make_model": "SMA\tSunny Boy", "degradation_25_years": 6.25} | PV | hvmv_5_22 | FALSE | TYPE_OR_CUSTOMER_TYPE
GSO_143 | pv_2262_22 | Photovoltaic | photovoltaic | TRUE | TRUE | FALSE |  |  | VCN.m_2262_22 | VCN.pv_2262_22 | {"name": "pv_2262_22", "label": "pv_2262_22", "sdp_id": null, "ac_size": 6241, "dc_size": 7400, "racking": "carport", "meter_id": "m_2262_22", "panel_area": 1.748536, "tilt_angle": 34, "azimuth_angle": 171, "voltage_level": "LV", "dc_to_ac_ratio": 1.1856098703170106, "commission_date": "2016-12-13", "number_of_panels": 20, "panel_make_model": "Panasonic EverVolt [EVPV370]", "panel_rated_power": 370.0, "degradation_annual": 0.25, "generation_capacity": 8433, "inverter_make_model": "SMA\tSunny Boy", "degradation_25_years": 6.25} | PV | hvmv_5_22 | FALSE | TYPE_OR_CUSTOMER_TYPE
GSO_143 | pv_2364_22 | Photovoltaic | photovoltaic | TRUE | TRUE | FALSE |  |  | VCN.m_2364_22 | VCN.pv_2364_22 | {"name": "pv_2364_22", "label": "pv_2364_22", "sdp_id": null, "ac_size": 6606, "dc_size": 7770, "racking": "roof", "meter_id": "m_2364_22", "panel_area": 1.7272, "tilt_angle": 33, "azimuth_angle": 171, "voltage_level": "LV", "dc_to_ac_ratio": 1.1760704610241584, "commission_date": "2024-03-18", "number_of_panels": 21, "panel_make_model": "LG Neon R [LG370Q1C-V5]", "panel_rated_power": 370.0, "degradation_annual": 0.3, "generation_capacity": 6761, "inverter_make_model": "SMA\tSunny Boy", "degradation_25_years": 7.5} | PV | hvmv_5_22 | FALSE | TYPE_OR_CUSTOMER_TYPE
GSO_143 | pv_2534_22 | Photovoltaic | photovoltaic | TRUE | TRUE | FALSE |  |  | VCN.m_2534_22 | VCN.pv_2534_22 | {"name": "pv_2534_22", "label": "pv_2534_22", "sdp_id": null, "ac_size": 3741, "dc_size": 4200, "racking": "carport", "meter_id": "m_2534_22", "panel_area": 1.882146, "tilt_angle": 36, "azimuth_angle": 171, "voltage_level": "LV", "dc_to_ac_ratio": 1.1225688374610105, "commission_date": "2018-06-10", "number_of_panels": 10, "panel_make_model": "CanadianSolar [420HAG]", "panel_rated_power": 420.0, "degradation_annual": 0.35, "generation_capacity": 6620, "inverter_make_model": "SMA\tSunny Boy", "degradation_25_years": 8.75} | PV | hvmv_5_22 | FALSE | TYPE_OR_CUSTOMER_TYPE
GSO_143 | pv_2558_22 | Photovoltaic | photovoltaic | TRUE | TRUE | FALSE |  |  | VCN.m_2558_22 | VCN.pv_2558_22 | {"name": "pv_2558_22", "label": "pv_2558_22", "sdp_id": null, "ac_size": 6335, "dc_size": 7400, "racking": "roof", "meter_id": "m_2558_22", "panel_area": 1.748536, "tilt_angle": 43, "azimuth_angle": 169, "voltage_level": "LV", "dc_to_ac_ratio": 1.1679901084168605, "commission_date": "2025-07-16", "number_of_panels": 20, "panel_make_model": "Panasonic EverVolt [EVPV370]", "panel_rated_power": 370.0, "degradation_annual": 0.25, "generation_capacity": 6301, "inverter_make_model": "Fronius Primo", "degradation_25_years": 6.25} | PV | hvmv_5_22 | FALSE | TYPE_OR_CUSTOMER_TYPE
GSO_143 | pv_2583_22 | Photovoltaic | photovoltaic | TRUE | TRUE | FALSE |  |  | VCN.m_2583_22 | VCN.pv_2583_22 | {"name": "pv_2583_22", "label": "pv_2583_22", "sdp_id": null, "ac_size": 6900, "dc_size": 8140, "racking": "roof", "meter_id": "m_2583_22", "panel_area": 1.7272, "tilt_angle": 44, "azimuth_angle": 175, "voltage_level": "LV", "dc_to_ac_ratio": 1.1796131956514135, "commission_date": "2014-06-29", "number_of_panels": 22, "panel_make_model": "LG Neon R [LG370Q1C-V5]", "panel_rated_power": 370.0, "degradation_annual": 0.3, "generation_capacity": 8916, "inverter_make_model": "SMA\tSunny Boy", "degradation_25_years": 7.5} | PV | hvmv_5_22 | FALSE | TYPE_OR_CUSTOMER_TYPE
GSO_143 | pv_50_22 | Photovoltaic | photovoltaic | TRUE | TRUE | FALSE |  |  | VCN.m_50_22 | VCN.pv_50_22 | {"name": "pv_50_22", "label": "pv_50_22", "sdp_id": null, "ac_size": 6578, "dc_size": 7885, "racking": "carport", "meter_id": "m_50_22", "panel_area": 1.915056, "tilt_angle": 35, "azimuth_angle": 172, "voltage_level": "LV", "dc_to_ac_ratio": 1.1985961032200974, "commission_date": "2017-11-12", "number_of_panels": 19, "panel_make_model": "SunPower Maxeon3 [SPR-MAX6-415-BLK-E3-AC]", "panel_rated_power": 415.0, "degradation_annual": 0.25, "generation_capacity": 7295, "inverter_make_model": "SMA\tSunny Boy", "degradation_25_years": 6.25} | PV | hvmv_5_22 | FALSE | TYPE_OR_CUSTOMER_TYPE
GSO_145 | pv_1165_22 | Photovoltaic | photovoltaic | TRUE | TRUE | FALSE |  |  | VCN.m_1165_22 | VCN.pv_1165_22 | {"name": "pv_1165_22", "label": "pv_1165_22", "sdp_id": null, "ac_size": 7186, "dc_size": 8400, "racking": "roof", "meter_id": "m_1165_22", "panel_area": 1.882146, "tilt_angle": 44, "azimuth_angle": 184, "voltage_level": "LV", "dc_to_ac_ratio": 1.1689274422205393, "commission_date": "2015-08-16", "number_of_panels": 20, "panel_make_model": "CanadianSolar [420HAG]", "panel_rated_power": 420.0, "degradation_annual": 0.35, "generation_capacity": 6823, "inverter_make_model": "Fronius Primo", "degradation_25_years": 8.75} | PV | hvmv_5_22 | TRUE | TYPE_OR_CUSTOMER_TYPE
GSO_145 | pv_2732_22 | Photovoltaic | photovoltaic | TRUE | TRUE | FALSE |  |  | VCN.m_2732_22 | VCN.pv_2732_22 | {"name": "pv_2732_22", "label": "pv_2732_22", "sdp_id": null, "ac_size": 73927, "dc_size": 81400, "racking": "roof", "meter_id": "m_2732_22", "panel_area": 1.748536, "tilt_angle": 37, "azimuth_angle": 176, "voltage_level": "MV", "dc_to_ac_ratio": 1.101082759451087, "commission_date": "2015-11-28", "number_of_panels": 220, "panel_make_model": "Panasonic EverVolt [EVPV370]", "panel_rated_power": 370.0, "degradation_annual": 0.25, "generation_capacity": 63041, "inverter_make_model": "SolarEdge HDWave", "degradation_25_years": 6.25} | PV | hvmv_5_22 | TRUE | TYPE_OR_CUSTOMER_TYPE

## Resource_Meta_Long
ResourceType | GridID | SubstationID | ElementID | MetaKey | MetaValue
EV | GSO_121 | hvmv_1_22 | evch_1784_22 | name | evch_1784_22
EV | GSO_121 | hvmv_1_22 | evch_1784_22 | label | evch_1784_22
EV | GSO_121 | hvmv_1_22 | evch_1784_22 | sdp_id
EV | GSO_121 | hvmv_1_22 | evch_1784_22 | meter_id | m_1784_22
EV | GSO_121 | hvmv_1_22 | evch_1784_22 | lv_feeder
EV | GSO_121 | hvmv_1_22 | evch_1784_22 | ownership | private
EV | GSO_121 | hvmv_1_22 | evch_1784_22 | make_model | Grizzl-E EV Charger [GR1-14-24-P]
EV | GSO_121 | hvmv_1_22 | evch_1784_22 | max_current | 16
EV | GSO_121 | hvmv_1_22 | evch_1784_22 | max_voltage | 240
EV | GSO_121 | hvmv_1_22 | evch_1784_22 | is_dc_charger | False
EV | GSO_121 | hvmv_1_22 | evch_1784_22 | voltage_level | LV
EV | GSO_121 | hvmv_1_22 | evch_1784_22 | charging_level | level_2
EV | GSO_121 | hvmv_1_22 | evch_1784_22 | connector_type | SAE J1772
EV | GSO_121 | hvmv_1_22 | evch_1784_22 | active_charging_power | 3840
EV | GSO_121 | hvmv_1_22 | evch_1784_22 | parent_transformer_id | tr_1447_22
EV | GSO_121 | hvmv_1_22 | evch_1784_22 | active_generation_power | 0
EV | GSO_123 | hvmv_1_22 | evch_786_22 | name | evch_786_22
EV | GSO_123 | hvmv_1_22 | evch_786_22 | label | evch_786_22
EV | GSO_123 | hvmv_1_22 | evch_786_22 | sdp_id
EV | GSO_123 | hvmv_1_22 | evch_786_22 | meter_id | m_786_22
EV | GSO_123 | hvmv_1_22 | evch_786_22 | lv_feeder
EV | GSO_123 | hvmv_1_22 | evch_786_22 | ownership | private
EV | GSO_123 | hvmv_1_22 | evch_786_22 | make_model | Grizzl-E Kodian Single
EV | GSO_123 | hvmv_1_22 | evch_786_22 | max_current | 112
EV | GSO_123 | hvmv_1_22 | evch_786_22 | max_voltage | 240
EV | GSO_123 | hvmv_1_22 | evch_786_22 | is_dc_charger | True
EV | GSO_123 | hvmv_1_22 | evch_786_22 | voltage_level | LV
EV | GSO_123 | hvmv_1_22 | evch_786_22 | charging_level | level_3
EV | GSO_123 | hvmv_1_22 | evch_786_22 | connector_type | [" CHAdeMO","CCS1"]
EV | GSO_123 | hvmv_1_22 | evch_786_22 | active_charging_power | 24000
EV | GSO_123 | hvmv_1_22 | evch_786_22 | parent_transformer_id | tr_1451_22
EV | GSO_123 | hvmv_1_22 | evch_786_22 | active_generation_power | 0
EV | GSO_124 | hvmv_1_22 | evch_750_22 | name | evch_750_22
EV | GSO_124 | hvmv_1_22 | evch_750_22 | label | evch_750_22
EV | GSO_124 | hvmv_1_22 | evch_750_22 | sdp_id
EV | GSO_124 | hvmv_1_22 | evch_750_22 | meter_id | m_750_22
EV | GSO_124 | hvmv_1_22 | evch_750_22 | lv_feeder
EV | GSO_124 | hvmv_1_22 | evch_750_22 | ownership | private
EV | GSO_124 | hvmv_1_22 | evch_750_22 | make_model | ChargePoint CP6000 Single
EV | GSO_124 | hvmv_1_22 | evch_750_22 | max_current | 80
EV | GSO_124 | hvmv_1_22 | evch_750_22 | max_voltage | 240
EV | GSO_124 | hvmv_1_22 | evch_750_22 | is_dc_charger | False
EV | GSO_124 | hvmv_1_22 | evch_750_22 | voltage_level | LV
EV | GSO_124 | hvmv_1_22 | evch_750_22 | charging_level | level_2
EV | GSO_124 | hvmv_1_22 | evch_750_22 | connector_type | SAE J1772
EV | GSO_124 | hvmv_1_22 | evch_750_22 | active_charging_power | 17280
EV | GSO_124 | hvmv_1_22 | evch_750_22 | parent_transformer_id | tr_831_22
EV | GSO_124 | hvmv_1_22 | evch_750_22 | active_generation_power | 0
EV | GSO_17 | hvmv_4_21 | evch_16430_21 | name | evch_16430_21
EV | GSO_17 | hvmv_4_21 | evch_16430_21 | label | evch_16430_21
EV | GSO_17 | hvmv_4_21 | evch_16430_21 | sdp_id
EV | GSO_17 | hvmv_4_21 | evch_16430_21 | meter_id | m_16430_21
EV | GSO_17 | hvmv_4_21 | evch_16430_21 | lv_feeder
EV | GSO_17 | hvmv_4_21 | evch_16430_21 | ownership | private
EV | GSO_17 | hvmv_4_21 | evch_16430_21 | make_model | Tesla Gen 3 Wall Connector [1457768-**-*]
EV | GSO_17 | hvmv_4_21 | evch_16430_21 | max_current | 16
EV | GSO_17 | hvmv_4_21 | evch_16430_21 | max_voltage | 240
EV | GSO_17 | hvmv_4_21 | evch_16430_21 | is_dc_charger | False
EV | GSO_17 | hvmv_4_21 | evch_16430_21 | voltage_level | LV
EV | GSO_17 | hvmv_4_21 | evch_16430_21 | charging_level | level_2
EV | GSO_17 | hvmv_4_21 | evch_16430_21 | connector_type | TESLA
EV | GSO_17 | hvmv_4_21 | evch_16430_21 | active_charging_power | 3840
EV | GSO_17 | hvmv_4_21 | evch_16430_21 | parent_transformer_id | tr_10249_21
EV | GSO_17 | hvmv_4_21 | evch_16430_21 | active_generation_power | 0
EV | GSO_17 | hvmv_4_21 | evch_39280_21 | name | evch_39280_21
EV | GSO_17 | hvmv_4_21 | evch_39280_21 | label | evch_39280_21
EV | GSO_17 | hvmv_4_21 | evch_39280_21 | sdp_id
EV | GSO_17 | hvmv_4_21 | evch_39280_21 | meter_id | m_39280_21
EV | GSO_17 | hvmv_4_21 | evch_39280_21 | lv_feeder
EV | GSO_17 | hvmv_4_21 | evch_39280_21 | ownership | private
EV | GSO_17 | hvmv_4_21 | evch_39280_21 | make_model | ChargePoint CP6000 Single
EV | GSO_17 | hvmv_4_21 | evch_39280_21 | max_current | 80
EV | GSO_17 | hvmv_4_21 | evch_39280_21 | max_voltage | 240
EV | GSO_17 | hvmv_4_21 | evch_39280_21 | is_dc_charger | False
EV | GSO_17 | hvmv_4_21 | evch_39280_21 | voltage_level | LV
EV | GSO_17 | hvmv_4_21 | evch_39280_21 | charging_level | level_2
EV | GSO_17 | hvmv_4_21 | evch_39280_21 | connector_type | SAE J1772
EV | GSO_17 | hvmv_4_21 | evch_39280_21 | active_charging_power | 17280
EV | GSO_17 | hvmv_4_21 | evch_39280_21 | parent_transformer_id | tr_421_21
EV | GSO_17 | hvmv_4_21 | evch_39280_21 | active_generation_power | 0
EV | GSO_17 | hvmv_4_21 | evch_39549_21 | name | evch_39549_21
EV | GSO_17 | hvmv_4_21 | evch_39549_21 | label | evch_39549_21
EV | GSO_17 | hvmv_4_21 | evch_39549_21 | sdp_id
EV | GSO_17 | hvmv_4_21 | evch_39549_21 | meter_id | m_39549_21
EV | GSO_17 | hvmv_4_21 | evch_39549_21 | lv_feeder
EV | GSO_17 | hvmv_4_21 | evch_39549_21 | ownership | private
EV | GSO_17 | hvmv_4_21 | evch_39549_21 | make_model | Tesla Gen 3 Wall Connector [1457768-**-*]
EV | GSO_17 | hvmv_4_21 | evch_39549_21 | max_current | 16
EV | GSO_17 | hvmv_4_21 | evch_39549_21 | max_voltage | 240
EV | GSO_17 | hvmv_4_21 | evch_39549_21 | is_dc_charger | False
EV | GSO_17 | hvmv_4_21 | evch_39549_21 | voltage_level | LV
EV | GSO_17 | hvmv_4_21 | evch_39549_21 | charging_level | level_2
EV | GSO_17 | hvmv_4_21 | evch_39549_21 | connector_type | TESLA
EV | GSO_17 | hvmv_4_21 | evch_39549_21 | active_charging_power | 3840
EV | GSO_17 | hvmv_4_21 | evch_39549_21 | parent_transformer_id | tr_477_21
EV | GSO_17 | hvmv_4_21 | evch_39549_21 | active_generation_power | 0
EV | GSO_17 | hvmv_4_21 | evch_46056_21 | name | evch_46056_21
EV | GSO_17 | hvmv_4_21 | evch_46056_21 | label | evch_46056_21
EV | GSO_17 | hvmv_4_21 | evch_46056_21 | sdp_id
EV | GSO_17 | hvmv_4_21 | evch_46056_21 | meter_id | m_46056_21
EV | GSO_17 | hvmv_4_21 | evch_46056_21 | lv_feeder
EV | GSO_17 | hvmv_4_21 | evch_46056_21 | ownership | private
EV | GSO_17 | hvmv_4_21 | evch_46056_21 | make_model | ChargePoint Home Flex [CPH50-NEMA14-50-L23]
EV | GSO_17 | hvmv_4_21 | evch_46056_21 | max_current | 32
EV | GSO_17 | hvmv_4_21 | evch_46056_21 | max_voltage | 240
EV | GSO_17 | hvmv_4_21 | evch_46056_21 | is_dc_charger | False
EV | GSO_17 | hvmv_4_21 | evch_46056_21 | voltage_level | LV
EV | GSO_17 | hvmv_4_21 | evch_46056_21 | charging_level | level_2
EV | GSO_17 | hvmv_4_21 | evch_46056_21 | connector_type | SAE J1772
EV | GSO_17 | hvmv_4_21 | evch_46056_21 | active_charging_power | 7680
EV | GSO_17 | hvmv_4_21 | evch_46056_21 | parent_transformer_id | tr_1020_21
EV | GSO_17 | hvmv_4_21 | evch_46056_21 | active_generation_power | 0
EV | GSO_17 | hvmv_4_21 | evch_47939_21 | name | evch_47939_21
EV | GSO_17 | hvmv_4_21 | evch_47939_21 | label | evch_47939_21
EV | GSO_17 | hvmv_4_21 | evch_47939_21 | sdp_id
EV | GSO_17 | hvmv_4_21 | evch_47939_21 | meter_id | m_47939_21
EV | GSO_17 | hvmv_4_21 | evch_47939_21 | lv_feeder
EV | GSO_17 | hvmv_4_21 | evch_47939_21 | ownership | private
EV | GSO_17 | hvmv_4_21 | evch_47939_21 | make_model | Tesla Gen 3 Wall Connector [1457768-**-*]
EV | GSO_17 | hvmv_4_21 | evch_47939_21 | max_current | 16
EV | GSO_17 | hvmv_4_21 | evch_47939_21 | max_voltage | 240
EV | GSO_17 | hvmv_4_21 | evch_47939_21 | is_dc_charger | False
EV | GSO_17 | hvmv_4_21 | evch_47939_21 | voltage_level | LV
EV | GSO_17 | hvmv_4_21 | evch_47939_21 | charging_level | level_2
EV | GSO_17 | hvmv_4_21 | evch_47939_21 | connector_type | TESLA
EV | GSO_17 | hvmv_4_21 | evch_47939_21 | active_charging_power | 3840
EV | GSO_17 | hvmv_4_21 | evch_47939_21 | parent_transformer_id | tr_3863_21
EV | GSO_17 | hvmv_4_21 | evch_47939_21 | active_generation_power | 0
EV | GSO_17 | hvmv_4_21 | evch_49783_21 | name | evch_49783_21
EV | GSO_17 | hvmv_4_21 | evch_49783_21 | label | evch_49783_21
EV | GSO_17 | hvmv_4_21 | evch_49783_21 | sdp_id
EV | GSO_17 | hvmv_4_21 | evch_49783_21 | meter_id | m_49783_21
EV | GSO_17 | hvmv_4_21 | evch_49783_21 | lv_feeder
EV | GSO_17 | hvmv_4_21 | evch_49783_21 | ownership | private
EV | GSO_17 | hvmv_4_21 | evch_49783_21 | make_model | Grizzl-E EV Charger [GR1-14-24-P]
EV | GSO_17 | hvmv_4_21 | evch_49783_21 | max_current | 16
EV | GSO_17 | hvmv_4_21 | evch_49783_21 | max_voltage | 240
EV | GSO_17 | hvmv_4_21 | evch_49783_21 | is_dc_charger | False
EV | GSO_17 | hvmv_4_21 | evch_49783_21 | voltage_level | LV
EV | GSO_17 | hvmv_4_21 | evch_49783_21 | charging_level | level_2
EV | GSO_17 | hvmv_4_21 | evch_49783_21 | connector_type | SAE J1772
EV | GSO_17 | hvmv_4_21 | evch_49783_21 | active_charging_power | 3840
EV | GSO_17 | hvmv_4_21 | evch_49783_21 | parent_transformer_id | tr_6917_21
EV | GSO_17 | hvmv_4_21 | evch_49783_21 | active_generation_power | 0
EV | GSO_17 | hvmv_4_21 | evch_49917_21 | name | evch_49917_21
EV | GSO_17 | hvmv_4_21 | evch_49917_21 | label | evch_49917_21
EV | GSO_17 | hvmv_4_21 | evch_49917_21 | sdp_id
EV | GSO_17 | hvmv_4_21 | evch_49917_21 | meter_id | m_49917_21
EV | GSO_17 | hvmv_4_21 | evch_49917_21 | lv_feeder
EV | GSO_17 | hvmv_4_21 | evch_49917_21 | ownership | private
EV | GSO_17 | hvmv_4_21 | evch_49917_21 | make_model | ChargePoint Home Flex [CPH50-NEMA14-50-L23]
EV | GSO_17 | hvmv_4_21 | evch_49917_21 | max_current | 32
EV | GSO_17 | hvmv_4_21 | evch_49917_21 | max_voltage | 240
EV | GSO_17 | hvmv_4_21 | evch_49917_21 | is_dc_charger | False
EV | GSO_17 | hvmv_4_21 | evch_49917_21 | voltage_level | LV
EV | GSO_17 | hvmv_4_21 | evch_49917_21 | charging_level | level_2
EV | GSO_17 | hvmv_4_21 | evch_49917_21 | connector_type | SAE J1772
EV | GSO_17 | hvmv_4_21 | evch_49917_21 | active_charging_power | 7680
EV | GSO_17 | hvmv_4_21 | evch_49917_21 | parent_transformer_id | tr_2243_21
EV | GSO_17 | hvmv_4_21 | evch_49917_21 | active_generation_power | 0
EV | GSO_17 | hvmv_4_21 | evch_50324_21 | name | evch_50324_21
EV | GSO_17 | hvmv_4_21 | evch_50324_21 | label | evch_50324_21
EV | GSO_17 | hvmv_4_21 | evch_50324_21 | sdp_id
EV | GSO_17 | hvmv_4_21 | evch_50324_21 | meter_id | m_50324_21
EV | GSO_17 | hvmv_4_21 | evch_50324_21 | lv_feeder
EV | GSO_17 | hvmv_4_21 | evch_50324_21 | ownership | private
EV | GSO_17 | hvmv_4_21 | evch_50324_21 | make_model | Tesla Gen 3 Wall Connector [1457768-**-*]
EV | GSO_17 | hvmv_4_21 | evch_50324_21 | max_current | 16
EV | GSO_17 | hvmv_4_21 | evch_50324_21 | max_voltage | 240
EV | GSO_17 | hvmv_4_21 | evch_50324_21 | is_dc_charger | False
EV | GSO_17 | hvmv_4_21 | evch_50324_21 | voltage_level | LV
EV | GSO_17 | hvmv_4_21 | evch_50324_21 | charging_level | level_2
EV | GSO_17 | hvmv_4_21 | evch_50324_21 | connector_type | TESLA
EV | GSO_17 | hvmv_4_21 | evch_50324_21 | active_charging_power | 3840
EV | GSO_17 | hvmv_4_21 | evch_50324_21 | parent_transformer_id | tr_3861_21
EV | GSO_17 | hvmv_4_21 | evch_50324_21 | active_generation_power | 0
EV | GSO_17 | hvmv_4_21 | evch_54333_21 | name | evch_54333_21
EV | GSO_17 | hvmv_4_21 | evch_54333_21 | label | evch_54333_21
EV | GSO_17 | hvmv_4_21 | evch_54333_21 | sdp_id
EV | GSO_17 | hvmv_4_21 | evch_54333_21 | meter_id | m_54333_21
EV | GSO_17 | hvmv_4_21 | evch_54333_21 | lv_feeder
EV | GSO_17 | hvmv_4_21 | evch_54333_21 | ownership | private
EV | GSO_17 | hvmv_4_21 | evch_54333_21 | make_model | Grizzl-E EV Charger [GR1-14-24-P]
EV | GSO_17 | hvmv_4_21 | evch_54333_21 | max_current | 16
EV | GSO_17 | hvmv_4_21 | evch_54333_21 | max_voltage | 240
EV | GSO_17 | hvmv_4_21 | evch_54333_21 | is_dc_charger | False
EV | GSO_17 | hvmv_4_21 | evch_54333_21 | voltage_level | LV
EV | GSO_17 | hvmv_4_21 | evch_54333_21 | charging_level | level_2
EV | GSO_17 | hvmv_4_21 | evch_54333_21 | connector_type | SAE J1772
EV | GSO_17 | hvmv_4_21 | evch_54333_21 | active_charging_power | 3840
EV | GSO_17 | hvmv_4_21 | evch_54333_21 | parent_transformer_id | tr_2762_21
EV | GSO_17 | hvmv_4_21 | evch_54333_21 | active_generation_power | 0
EV | GSO_17 | hvmv_4_21 | evch_56746_21 | name | evch_56746_21
EV | GSO_17 | hvmv_4_21 | evch_56746_21 | label | evch_56746_21
EV | GSO_17 | hvmv_4_21 | evch_56746_21 | sdp_id
EV | GSO_17 | hvmv_4_21 | evch_56746_21 | meter_id | m_56746_21
EV | GSO_17 | hvmv_4_21 | evch_56746_21 | lv_feeder
EV | GSO_17 | hvmv_4_21 | evch_56746_21 | ownership | private
EV | GSO_17 | hvmv_4_21 | evch_56746_21 | make_model | Flo Core+
EV | GSO_17 | hvmv_4_21 | evch_56746_21 | max_current | 32
EV | GSO_17 | hvmv_4_21 | evch_56746_21 | max_voltage | 240
EV | GSO_17 | hvmv_4_21 | evch_56746_21 | is_dc_charger | False
EV | GSO_17 | hvmv_4_21 | evch_56746_21 | voltage_level | LV
EV | GSO_17 | hvmv_4_21 | evch_56746_21 | charging_level | level_2
EV | GSO_17 | hvmv_4_21 | evch_56746_21 | connector_type | SAE J1772
EV | GSO_17 | hvmv_4_21 | evch_56746_21 | active_charging_power | 7200
EV | GSO_17 | hvmv_4_21 | evch_56746_21 | parent_transformer_id | tr_2980_21
EV | GSO_17 | hvmv_4_21 | evch_56746_21 | active_generation_power | 0
EV | GSO_18 | hvmv_4_21 | evch_2029_21 | name | evch_2029_21
EV | GSO_18 | hvmv_4_21 | evch_2029_21 | label | evch_2029_21
EV | GSO_18 | hvmv_4_21 | evch_2029_21 | sdp_id
EV | GSO_18 | hvmv_4_21 | evch_2029_21 | meter_id | m_2029_21
EV | GSO_18 | hvmv_4_21 | evch_2029_21 | lv_feeder
EV | GSO_18 | hvmv_4_21 | evch_2029_21 | ownership | private
EV | GSO_18 | hvmv_4_21 | evch_2029_21 | make_model | Tesla Supercharger [Tesla]
EV | GSO_18 | hvmv_4_21 | evch_2029_21 | max_current | 330
EV | GSO_18 | hvmv_4_21 | evch_2029_21 | max_voltage | 410
EV | GSO_18 | hvmv_4_21 | evch_2029_21 | is_dc_charger | True
EV | GSO_18 | hvmv_4_21 | evch_2029_21 | voltage_level | LV
EV | GSO_18 | hvmv_4_21 | evch_2029_21 | charging_level | level_3
EV | GSO_18 | hvmv_4_21 | evch_2029_21 | connector_type | TESLA
EV | GSO_18 | hvmv_4_21 | evch_2029_21 | active_charging_power | 135000
EV | GSO_18 | hvmv_4_21 | evch_2029_21 | parent_transformer_id | tr_5959_21
EV | GSO_18 | hvmv_4_21 | evch_2029_21 | active_generation_power | 0
EV | GSO_18 | hvmv_4_21 | evch_33350_21 | name | evch_33350_21
EV | GSO_18 | hvmv_4_21 | evch_33350_21 | label | evch_33350_21
EV | GSO_18 | hvmv_4_21 | evch_33350_21 | sdp_id
EV | GSO_18 | hvmv_4_21 | evch_33350_21 | meter_id | m_33350_21
EV | GSO_18 | hvmv_4_21 | evch_33350_21 | lv_feeder
EV | GSO_18 | hvmv_4_21 | evch_33350_21 | ownership | private
EV | GSO_18 | hvmv_4_21 | evch_33350_21 | make_model | Grizzl-E Kodian Single
EV | GSO_18 | hvmv_4_21 | evch_33350_21 | max_current | 112
EV | GSO_18 | hvmv_4_21 | evch_33350_21 | max_voltage | 240
EV | GSO_18 | hvmv_4_21 | evch_33350_21 | is_dc_charger | True
EV | GSO_18 | hvmv_4_21 | evch_33350_21 | voltage_level | LV
EV | GSO_18 | hvmv_4_21 | evch_33350_21 | charging_level | level_3
EV | GSO_18 | hvmv_4_21 | evch_33350_21 | connector_type | [" CHAdeMO","CCS1"]
EV | GSO_18 | hvmv_4_21 | evch_33350_21 | active_charging_power | 24000
EV | GSO_18 | hvmv_4_21 | evch_33350_21 | parent_transformer_id | tr_8968_21
EV | GSO_18 | hvmv_4_21 | evch_33350_21 | active_generation_power | 0
EV | GSO_18 | hvmv_4_21 | evch_426_21 | name | evch_426_21
EV | GSO_18 | hvmv_4_21 | evch_426_21 | label | evch_426_21
EV | GSO_18 | hvmv_4_21 | evch_426_21 | sdp_id
EV | GSO_18 | hvmv_4_21 | evch_426_21 | meter_id | m_426_21
EV | GSO_18 | hvmv_4_21 | evch_426_21 | lv_feeder
EV | GSO_18 | hvmv_4_21 | evch_426_21 | ownership | private
EV | GSO_18 | hvmv_4_21 | evch_426_21 | make_model | Grizzl-E Kodian Single
EV | GSO_18 | hvmv_4_21 | evch_426_21 | max_current | 112
EV | GSO_18 | hvmv_4_21 | evch_426_21 | max_voltage | 240
EV | GSO_18 | hvmv_4_21 | evch_426_21 | is_dc_charger | True
EV | GSO_18 | hvmv_4_21 | evch_426_21 | voltage_level | LV
EV | GSO_18 | hvmv_4_21 | evch_426_21 | charging_level | level_3
EV | GSO_18 | hvmv_4_21 | evch_426_21 | connector_type | [" CHAdeMO","CCS1"]
EV | GSO_18 | hvmv_4_21 | evch_426_21 | active_charging_power | 24000
EV | GSO_18 | hvmv_4_21 | evch_426_21 | parent_transformer_id | tr_10616_21
EV | GSO_18 | hvmv_4_21 | evch_426_21 | active_generation_power | 0
EV | GSO_18 | hvmv_4_21 | evch_51468_21 | name | evch_51468_21
EV | GSO_18 | hvmv_4_21 | evch_51468_21 | label | evch_51468_21
EV | GSO_18 | hvmv_4_21 | evch_51468_21 | sdp_id
EV | GSO_18 | hvmv_4_21 | evch_51468_21 | meter_id | m_51468_21
EV | GSO_18 | hvmv_4_21 | evch_51468_21 | lv_feeder
EV | GSO_18 | hvmv_4_21 | evch_51468_21 | ownership | private
EV | GSO_18 | hvmv_4_21 | evch_51468_21 | make_model | Tesla Gen 3 Wall Connector [1457768-**-*]
EV | GSO_18 | hvmv_4_21 | evch_51468_21 | max_current | 16
EV | GSO_18 | hvmv_4_21 | evch_51468_21 | max_voltage | 240
EV | GSO_18 | hvmv_4_21 | evch_51468_21 | is_dc_charger | False
EV | GSO_18 | hvmv_4_21 | evch_51468_21 | voltage_level | LV
EV | GSO_18 | hvmv_4_21 | evch_51468_21 | charging_level | level_2
EV | GSO_18 | hvmv_4_21 | evch_51468_21 | connector_type | TESLA
EV | GSO_18 | hvmv_4_21 | evch_51468_21 | active_charging_power | 3840
EV | GSO_18 | hvmv_4_21 | evch_51468_21 | parent_transformer_id | tr_2403_21
EV | GSO_18 | hvmv_4_21 | evch_51468_21 | active_generation_power | 0
EV | GSO_19 | hvmv_4_21 | evch_40874_21 | name | evch_40874_21
EV | GSO_19 | hvmv_4_21 | evch_40874_21 | label | evch_40874_21
EV | GSO_19 | hvmv_4_21 | evch_40874_21 | sdp_id
EV | GSO_19 | hvmv_4_21 | evch_40874_21 | meter_id | m_40874_21
EV | GSO_19 | hvmv_4_21 | evch_40874_21 | lv_feeder
EV | GSO_19 | hvmv_4_21 | evch_40874_21 | ownership | private
EV | GSO_19 | hvmv_4_21 | evch_40874_21 | make_model | Tesla Gen 3 Wall Connector [1457768-**-*]
EV | GSO_19 | hvmv_4_21 | evch_40874_21 | max_current | 16
EV | GSO_19 | hvmv_4_21 | evch_40874_21 | max_voltage | 240
EV | GSO_19 | hvmv_4_21 | evch_40874_21 | is_dc_charger | False
EV | GSO_19 | hvmv_4_21 | evch_40874_21 | voltage_level | LV
EV | GSO_19 | hvmv_4_21 | evch_40874_21 | charging_level | level_2
EV | GSO_19 | hvmv_4_21 | evch_40874_21 | connector_type | TESLA
EV | GSO_19 | hvmv_4_21 | evch_40874_21 | active_charging_power | 3840
EV | GSO_19 | hvmv_4_21 | evch_40874_21 | parent_transformer_id | tr_8986_21
EV | GSO_19 | hvmv_4_21 | evch_40874_21 | active_generation_power | 0
EV | GSO_19 | hvmv_4_21 | evch_42396_21 | name | evch_42396_21
EV | GSO_19 | hvmv_4_21 | evch_42396_21 | label | evch_42396_21
EV | GSO_19 | hvmv_4_21 | evch_42396_21 | sdp_id
EV | GSO_19 | hvmv_4_21 | evch_42396_21 | meter_id | m_42396_21
EV | GSO_19 | hvmv_4_21 | evch_42396_21 | lv_feeder
EV | GSO_19 | hvmv_4_21 | evch_42396_21 | ownership | private
EV | GSO_19 | hvmv_4_21 | evch_42396_21 | make_model | ChargePoint Home Flex [CPH50-NEMA14-50-L23]
EV | GSO_19 | hvmv_4_21 | evch_42396_21 | max_current | 32
EV | GSO_19 | hvmv_4_21 | evch_42396_21 | max_voltage | 240
EV | GSO_19 | hvmv_4_21 | evch_42396_21 | is_dc_charger | False
EV | GSO_19 | hvmv_4_21 | evch_42396_21 | voltage_level | LV
EV | GSO_19 | hvmv_4_21 | evch_42396_21 | charging_level | level_2
EV | GSO_19 | hvmv_4_21 | evch_42396_21 | connector_type | SAE J1772
EV | GSO_19 | hvmv_4_21 | evch_42396_21 | active_charging_power | 7680
EV | GSO_19 | hvmv_4_21 | evch_42396_21 | parent_transformer_id | tr_9072_21
EV | GSO_19 | hvmv_4_21 | evch_42396_21 | active_generation_power | 0
EV | GSO_19 | hvmv_4_21 | evch_42724_21 | name | evch_42724_21
EV | GSO_19 | hvmv_4_21 | evch_42724_21 | label | evch_42724_21
EV | GSO_19 | hvmv_4_21 | evch_42724_21 | sdp_id
EV | GSO_19 | hvmv_4_21 | evch_42724_21 | meter_id | m_42724_21
EV | GSO_19 | hvmv_4_21 | evch_42724_21 | lv_feeder
EV | GSO_19 | hvmv_4_21 | evch_42724_21 | ownership | private
EV | GSO_19 | hvmv_4_21 | evch_42724_21 | make_model | Tesla Gen 3 Wall Connector [1457768-**-*]
EV | GSO_19 | hvmv_4_21 | evch_42724_21 | max_current | 16
EV | GSO_19 | hvmv_4_21 | evch_42724_21 | max_voltage | 240
EV | GSO_19 | hvmv_4_21 | evch_42724_21 | is_dc_charger | False
EV | GSO_19 | hvmv_4_21 | evch_42724_21 | voltage_level | LV
EV | GSO_19 | hvmv_4_21 | evch_42724_21 | charging_level | level_2
EV | GSO_19 | hvmv_4_21 | evch_42724_21 | connector_type | TESLA
EV | GSO_19 | hvmv_4_21 | evch_42724_21 | active_charging_power | 3840
EV | GSO_19 | hvmv_4_21 | evch_42724_21 | parent_transformer_id | tr_1017_21
EV | GSO_19 | hvmv_4_21 | evch_42724_21 | active_generation_power | 0
EV | GSO_19 | hvmv_4_21 | evch_43143_21 | name | evch_43143_21
EV | GSO_19 | hvmv_4_21 | evch_43143_21 | label | evch_43143_21
EV | GSO_19 | hvmv_4_21 | evch_43143_21 | sdp_id
EV | GSO_19 | hvmv_4_21 | evch_43143_21 | meter_id | m_43143_21
EV | GSO_19 | hvmv_4_21 | evch_43143_21 | lv_feeder
EV | GSO_19 | hvmv_4_21 | evch_43143_21 | ownership | private
EV | GSO_19 | hvmv_4_21 | evch_43143_21 | make_model | Tesla Gen 3 Wall Connector [1457768-**-*]
EV | GSO_19 | hvmv_4_21 | evch_43143_21 | max_current | 16
EV | GSO_19 | hvmv_4_21 | evch_43143_21 | max_voltage | 240
EV | GSO_19 | hvmv_4_21 | evch_43143_21 | is_dc_charger | False
EV | GSO_19 | hvmv_4_21 | evch_43143_21 | voltage_level | LV
EV | GSO_19 | hvmv_4_21 | evch_43143_21 | charging_level | level_2
EV | GSO_19 | hvmv_4_21 | evch_43143_21 | connector_type | TESLA
EV | GSO_19 | hvmv_4_21 | evch_43143_21 | active_charging_power | 3840
EV | GSO_19 | hvmv_4_21 | evch_43143_21 | parent_transformer_id | tr_10906_21
EV | GSO_19 | hvmv_4_21 | evch_43143_21 | active_generation_power | 0
EV | GSO_19 | hvmv_4_21 | evch_44404_21 | name | evch_44404_21
EV | GSO_19 | hvmv_4_21 | evch_44404_21 | label | evch_44404_21
EV | GSO_19 | hvmv_4_21 | evch_44404_21 | sdp_id
EV | GSO_19 | hvmv_4_21 | evch_44404_21 | meter_id | m_44404_21
EV | GSO_19 | hvmv_4_21 | evch_44404_21 | lv_feeder
EV | GSO_19 | hvmv_4_21 | evch_44404_21 | ownership | private
EV | GSO_19 | hvmv_4_21 | evch_44404_21 | make_model | Grizzl-E EV Charger [GR1-14-24-P]
EV | GSO_19 | hvmv_4_21 | evch_44404_21 | max_current | 16
EV | GSO_19 | hvmv_4_21 | evch_44404_21 | max_voltage | 240
EV | GSO_19 | hvmv_4_21 | evch_44404_21 | is_dc_charger | False
EV | GSO_19 | hvmv_4_21 | evch_44404_21 | voltage_level | LV
EV | GSO_19 | hvmv_4_21 | evch_44404_21 | charging_level | level_2
EV | GSO_19 | hvmv_4_21 | evch_44404_21 | connector_type | SAE J1772
EV | GSO_19 | hvmv_4_21 | evch_44404_21 | active_charging_power | 3840
EV | GSO_19 | hvmv_4_21 | evch_44404_21 | parent_transformer_id | tr_9824_21
EV | GSO_19 | hvmv_4_21 | evch_44404_21 | active_generation_power | 0
EV | GSO_19 | hvmv_4_21 | evch_47656_21 | name | evch_47656_21
EV | GSO_19 | hvmv_4_21 | evch_47656_21 | label | evch_47656_21
EV | GSO_19 | hvmv_4_21 | evch_47656_21 | sdp_id
EV | GSO_19 | hvmv_4_21 | evch_47656_21 | meter_id | m_47656_21
EV | GSO_19 | hvmv_4_21 | evch_47656_21 | lv_feeder
EV | GSO_19 | hvmv_4_21 | evch_47656_21 | ownership | private
EV | GSO_19 | hvmv_4_21 | evch_47656_21 | make_model | ChargePoint Home Flex [CPH50-NEMA14-50-L23]
EV | GSO_19 | hvmv_4_21 | evch_47656_21 | max_current | 32
EV | GSO_19 | hvmv_4_21 | evch_47656_21 | max_voltage | 240
EV | GSO_19 | hvmv_4_21 | evch_47656_21 | is_dc_charger | False
EV | GSO_19 | hvmv_4_21 | evch_47656_21 | voltage_level | LV
EV | GSO_19 | hvmv_4_21 | evch_47656_21 | charging_level | level_2
EV | GSO_19 | hvmv_4_21 | evch_47656_21 | connector_type | SAE J1772
EV | GSO_19 | hvmv_4_21 | evch_47656_21 | active_charging_power | 7680
EV | GSO_19 | hvmv_4_21 | evch_47656_21 | parent_transformer_id | tr_10915_21
EV | GSO_19 | hvmv_4_21 | evch_47656_21 | active_generation_power | 0
EV | GSO_19 | hvmv_4_21 | evch_48835_21 | name | evch_48835_21
EV | GSO_19 | hvmv_4_21 | evch_48835_21 | label | evch_48835_21
EV | GSO_19 | hvmv_4_21 | evch_48835_21 | sdp_id
EV | GSO_19 | hvmv_4_21 | evch_48835_21 | meter_id | m_48835_21
EV | GSO_19 | hvmv_4_21 | evch_48835_21 | lv_feeder
EV | GSO_19 | hvmv_4_21 | evch_48835_21 | ownership | private
EV | GSO_19 | hvmv_4_21 | evch_48835_21 | make_model | ChargePoint Home Flex [CPH50-NEMA14-50-L23]
EV | GSO_19 | hvmv_4_21 | evch_48835_21 | max_current | 32
EV | GSO_19 | hvmv_4_21 | evch_48835_21 | max_voltage | 240
EV | GSO_19 | hvmv_4_21 | evch_48835_21 | is_dc_charger | False
EV | GSO_19 | hvmv_4_21 | evch_48835_21 | voltage_level | LV
EV | GSO_19 | hvmv_4_21 | evch_48835_21 | charging_level | level_2
EV | GSO_19 | hvmv_4_21 | evch_48835_21 | connector_type | SAE J1772
EV | GSO_19 | hvmv_4_21 | evch_48835_21 | active_charging_power | 7680
EV | GSO_19 | hvmv_4_21 | evch_48835_21 | parent_transformer_id | tr_2076_21
EV | GSO_19 | hvmv_4_21 | evch_48835_21 | active_generation_power | 0
EV | GSO_19 | hvmv_4_21 | evch_50314_21 | name | evch_50314_21
EV | GSO_19 | hvmv_4_21 | evch_50314_21 | label | evch_50314_21
EV | GSO_19 | hvmv_4_21 | evch_50314_21 | sdp_id
EV | GSO_19 | hvmv_4_21 | evch_50314_21 | meter_id | m_50314_21
EV | GSO_19 | hvmv_4_21 | evch_50314_21 | lv_feeder
EV | GSO_19 | hvmv_4_21 | evch_50314_21 | ownership | private
EV | GSO_19 | hvmv_4_21 | evch_50314_21 | make_model | Grizzl-E EV Charger [GR1-14-24-P]
EV | GSO_19 | hvmv_4_21 | evch_50314_21 | max_current | 16
EV | GSO_19 | hvmv_4_21 | evch_50314_21 | max_voltage | 240
EV | GSO_19 | hvmv_4_21 | evch_50314_21 | is_dc_charger | False
EV | GSO_19 | hvmv_4_21 | evch_50314_21 | voltage_level | LV
EV | GSO_19 | hvmv_4_21 | evch_50314_21 | charging_level | level_2
EV | GSO_19 | hvmv_4_21 | evch_50314_21 | connector_type | SAE J1772
EV | GSO_19 | hvmv_4_21 | evch_50314_21 | active_charging_power | 3840
EV | GSO_19 | hvmv_4_21 | evch_50314_21 | parent_transformer_id | tr_1439_21
EV | GSO_19 | hvmv_4_21 | evch_50314_21 | active_generation_power | 0
EV | GSO_19 | hvmv_4_21 | evch_52361_21 | name | evch_52361_21
EV | GSO_19 | hvmv_4_21 | evch_52361_21 | label | evch_52361_21
EV | GSO_19 | hvmv_4_21 | evch_52361_21 | sdp_id
EV | GSO_19 | hvmv_4_21 | evch_52361_21 | meter_id | m_52361_21
EV | GSO_19 | hvmv_4_21 | evch_52361_21 | lv_feeder
EV | GSO_19 | hvmv_4_21 | evch_52361_21 | ownership | private
EV | GSO_19 | hvmv_4_21 | evch_52361_21 | make_model | Tesla Gen 3 Wall Connector [1457768-**-*]
EV | GSO_19 | hvmv_4_21 | evch_52361_21 | max_current | 16
EV | GSO_19 | hvmv_4_21 | evch_52361_21 | max_voltage | 240
EV | GSO_19 | hvmv_4_21 | evch_52361_21 | is_dc_charger | False
EV | GSO_19 | hvmv_4_21 | evch_52361_21 | voltage_level | LV
EV | GSO_19 | hvmv_4_21 | evch_52361_21 | charging_level | level_2
EV | GSO_19 | hvmv_4_21 | evch_52361_21 | connector_type | TESLA
EV | GSO_19 | hvmv_4_21 | evch_52361_21 | active_charging_power | 3840
EV | GSO_19 | hvmv_4_21 | evch_52361_21 | parent_transformer_id | tr_461_21
EV | GSO_19 | hvmv_4_21 | evch_52361_21 | active_generation_power | 0
EV | GSO_19 | hvmv_4_21 | evch_52437_21 | name | evch_52437_21
EV | GSO_19 | hvmv_4_21 | evch_52437_21 | label | evch_52437_21
EV | GSO_19 | hvmv_4_21 | evch_52437_21 | sdp_id
EV | GSO_19 | hvmv_4_21 | evch_52437_21 | meter_id | m_52437_21
EV | GSO_19 | hvmv_4_21 | evch_52437_21 | lv_feeder
EV | GSO_19 | hvmv_4_21 | evch_52437_21 | ownership | private
EV | GSO_19 | hvmv_4_21 | evch_52437_21 | make_model | Grizzl-E EV Charger [GR1-14-24-P]
EV | GSO_19 | hvmv_4_21 | evch_52437_21 | max_current | 16
EV | GSO_19 | hvmv_4_21 | evch_52437_21 | max_voltage | 240
EV | GSO_19 | hvmv_4_21 | evch_52437_21 | is_dc_charger | False
EV | GSO_19 | hvmv_4_21 | evch_52437_21 | voltage_level | LV
EV | GSO_19 | hvmv_4_21 | evch_52437_21 | charging_level | level_2
EV | GSO_19 | hvmv_4_21 | evch_52437_21 | connector_type | SAE J1772
EV | GSO_19 | hvmv_4_21 | evch_52437_21 | active_charging_power | 3840
EV | GSO_19 | hvmv_4_21 | evch_52437_21 | parent_transformer_id | tr_2579_21
EV | GSO_19 | hvmv_4_21 | evch_52437_21 | active_generation_power | 0
EV | GSO_19 | hvmv_4_21 | evch_52782_21 | name | evch_52782_21
EV | GSO_19 | hvmv_4_21 | evch_52782_21 | label | evch_52782_21
EV | GSO_19 | hvmv_4_21 | evch_52782_21 | sdp_id
EV | GSO_19 | hvmv_4_21 | evch_52782_21 | meter_id | m_52782_21
EV | GSO_19 | hvmv_4_21 | evch_52782_21 | lv_feeder
EV | GSO_19 | hvmv_4_21 | evch_52782_21 | ownership | private
EV | GSO_19 | hvmv_4_21 | evch_52782_21 | make_model | Tesla Gen 3 Wall Connector [1457768-**-*]
EV | GSO_19 | hvmv_4_21 | evch_52782_21 | max_current | 16
EV | GSO_19 | hvmv_4_21 | evch_52782_21 | max_voltage | 240
EV | GSO_19 | hvmv_4_21 | evch_52782_21 | is_dc_charger | False
EV | GSO_19 | hvmv_4_21 | evch_52782_21 | voltage_level | LV
EV | GSO_19 | hvmv_4_21 | evch_52782_21 | charging_level | level_2
EV | GSO_19 | hvmv_4_21 | evch_52782_21 | connector_type | TESLA
EV | GSO_19 | hvmv_4_21 | evch_52782_21 | active_charging_power | 3840
EV | GSO_19 | hvmv_4_21 | evch_52782_21 | parent_transformer_id | tr_12183_21
EV | GSO_19 | hvmv_4_21 | evch_52782_21 | active_generation_power | 0
EV | GSO_19 | hvmv_4_21 | evch_56410_21 | name | evch_56410_21
EV | GSO_19 | hvmv_4_21 | evch_56410_21 | label | evch_56410_21
EV | GSO_19 | hvmv_4_21 | evch_56410_21 | sdp_id
EV | GSO_19 | hvmv_4_21 | evch_56410_21 | meter_id | m_56410_21
EV | GSO_19 | hvmv_4_21 | evch_56410_21 | lv_feeder
EV | GSO_19 | hvmv_4_21 | evch_56410_21 | ownership | private
EV | GSO_19 | hvmv_4_21 | evch_56410_21 | make_model | Grizzl-E EV Charger [GR1-14-24-P]
EV | GSO_19 | hvmv_4_21 | evch_56410_21 | max_current | 16
EV | GSO_19 | hvmv_4_21 | evch_56410_21 | max_voltage | 240
EV | GSO_19 | hvmv_4_21 | evch_56410_21 | is_dc_charger | False
EV | GSO_19 | hvmv_4_21 | evch_56410_21 | voltage_level | LV
EV | GSO_19 | hvmv_4_21 | evch_56410_21 | charging_level | level_2
EV | GSO_19 | hvmv_4_21 | evch_56410_21 | connector_type | SAE J1772
EV | GSO_19 | hvmv_4_21 | evch_56410_21 | active_charging_power | 3840
EV | GSO_19 | hvmv_4_21 | evch_56410_21 | parent_transformer_id | tr_2714_21
EV | GSO_19 | hvmv_4_21 | evch_56410_21 | active_generation_power | 0
EV | GSO_19 | hvmv_4_21 | evch_681_21 | name | evch_681_21
EV | GSO_19 | hvmv_4_21 | evch_681_21 | label | evch_681_21
EV | GSO_19 | hvmv_4_21 | evch_681_21 | sdp_id
EV | GSO_19 | hvmv_4_21 | evch_681_21 | meter_id | m_681_21
EV | GSO_19 | hvmv_4_21 | evch_681_21 | lv_feeder
EV | GSO_19 | hvmv_4_21 | evch_681_21 | ownership | private
EV | GSO_19 | hvmv_4_21 | evch_681_21 | make_model | ChargePoint Home Flex [CPH50-NEMA14-50-L23]
EV | GSO_19 | hvmv_4_21 | evch_681_21 | max_current | 32
EV | GSO_19 | hvmv_4_21 | evch_681_21 | max_voltage | 240
EV | GSO_19 | hvmv_4_21 | evch_681_21 | is_dc_charger | False
EV | GSO_19 | hvmv_4_21 | evch_681_21 | voltage_level | LV
EV | GSO_19 | hvmv_4_21 | evch_681_21 | charging_level | level_2
EV | GSO_19 | hvmv_4_21 | evch_681_21 | connector_type | SAE J1772
EV | GSO_19 | hvmv_4_21 | evch_681_21 | active_charging_power | 7680
EV | GSO_19 | hvmv_4_21 | evch_681_21 | parent_transformer_id | tr_10851_21
EV | GSO_19 | hvmv_4_21 | evch_681_21 | active_generation_power | 0
EV | GSO_142 | hvmv_5_22 | evch_1402_22 | name | evch_1402_22
EV | GSO_142 | hvmv_5_22 | evch_1402_22 | label | evch_1402_22
EV | GSO_142 | hvmv_5_22 | evch_1402_22 | sdp_id
EV | GSO_142 | hvmv_5_22 | evch_1402_22 | meter_id | m_1402_22
EV | GSO_142 | hvmv_5_22 | evch_1402_22 | lv_feeder
EV | GSO_142 | hvmv_5_22 | evch_1402_22 | ownership | private
EV | GSO_142 | hvmv_5_22 | evch_1402_22 | make_model | Flo Core+
EV | GSO_142 | hvmv_5_22 | evch_1402_22 | max_current | 32
EV | GSO_142 | hvmv_5_22 | evch_1402_22 | max_voltage | 240
EV | GSO_142 | hvmv_5_22 | evch_1402_22 | is_dc_charger | False
EV | GSO_142 | hvmv_5_22 | evch_1402_22 | voltage_level | LV
EV | GSO_142 | hvmv_5_22 | evch_1402_22 | charging_level | level_2
EV | GSO_142 | hvmv_5_22 | evch_1402_22 | connector_type | SAE J1772
EV | GSO_142 | hvmv_5_22 | evch_1402_22 | active_charging_power | 7200
EV | GSO_142 | hvmv_5_22 | evch_1402_22 | parent_transformer_id | tr_789_22
EV | GSO_142 | hvmv_5_22 | evch_1402_22 | active_generation_power | 0
EV | GSO_142 | hvmv_5_22 | evch_1837_22 | name | evch_1837_22
EV | GSO_142 | hvmv_5_22 | evch_1837_22 | label | evch_1837_22
EV | GSO_142 | hvmv_5_22 | evch_1837_22 | sdp_id
EV | GSO_142 | hvmv_5_22 | evch_1837_22 | meter_id | m_1837_22
EV | GSO_142 | hvmv_5_22 | evch_1837_22 | lv_feeder
EV | GSO_142 | hvmv_5_22 | evch_1837_22 | ownership | private
EV | GSO_142 | hvmv_5_22 | evch_1837_22 | make_model | Tesla Gen 3 Wall Connector [1457768-**-*]
EV | GSO_142 | hvmv_5_22 | evch_1837_22 | max_current | 16
EV | GSO_142 | hvmv_5_22 | evch_1837_22 | max_voltage | 240
EV | GSO_142 | hvmv_5_22 | evch_1837_22 | is_dc_charger | False
EV | GSO_142 | hvmv_5_22 | evch_1837_22 | voltage_level | LV
EV | GSO_142 | hvmv_5_22 | evch_1837_22 | charging_level | level_2
EV | GSO_142 | hvmv_5_22 | evch_1837_22 | connector_type | TESLA
EV | GSO_142 | hvmv_5_22 | evch_1837_22 | active_charging_power | 3840
EV | GSO_142 | hvmv_5_22 | evch_1837_22 | parent_transformer_id | tr_511_22
EV | GSO_142 | hvmv_5_22 | evch_1837_22 | active_generation_power | 0
EV | GSO_142 | hvmv_5_22 | evch_2110_22 | name | evch_2110_22
EV | GSO_142 | hvmv_5_22 | evch_2110_22 | label | evch_2110_22
EV | GSO_142 | hvmv_5_22 | evch_2110_22 | sdp_id
EV | GSO_142 | hvmv_5_22 | evch_2110_22 | meter_id | m_2110_22
EV | GSO_142 | hvmv_5_22 | evch_2110_22 | lv_feeder
EV | GSO_142 | hvmv_5_22 | evch_2110_22 | ownership | private
EV | GSO_142 | hvmv_5_22 | evch_2110_22 | make_model | ChargePoint Home Flex [CPH50-NEMA14-50-L23]
EV | GSO_142 | hvmv_5_22 | evch_2110_22 | max_current | 32
EV | GSO_142 | hvmv_5_22 | evch_2110_22 | max_voltage | 240
EV | GSO_142 | hvmv_5_22 | evch_2110_22 | is_dc_charger | False
EV | GSO_142 | hvmv_5_22 | evch_2110_22 | voltage_level | LV
EV | GSO_142 | hvmv_5_22 | evch_2110_22 | charging_level | level_2
EV | GSO_142 | hvmv_5_22 | evch_2110_22 | connector_type | SAE J1772
EV | GSO_142 | hvmv_5_22 | evch_2110_22 | active_charging_power | 7680
EV | GSO_142 | hvmv_5_22 | evch_2110_22 | parent_transformer_id | tr_547_22
EV | GSO_142 | hvmv_5_22 | evch_2110_22 | active_generation_power | 0
EV | GSO_142 | hvmv_5_22 | evch_2122_22 | name | evch_2122_22
EV | GSO_142 | hvmv_5_22 | evch_2122_22 | label | evch_2122_22
EV | GSO_142 | hvmv_5_22 | evch_2122_22 | sdp_id
EV | GSO_142 | hvmv_5_22 | evch_2122_22 | meter_id | m_2122_22
EV | GSO_142 | hvmv_5_22 | evch_2122_22 | lv_feeder
EV | GSO_142 | hvmv_5_22 | evch_2122_22 | ownership | private
EV | GSO_142 | hvmv_5_22 | evch_2122_22 | make_model | Tesla Supercharger [Tesla]
EV | GSO_142 | hvmv_5_22 | evch_2122_22 | max_current | 330
EV | GSO_142 | hvmv_5_22 | evch_2122_22 | max_voltage | 410
EV | GSO_142 | hvmv_5_22 | evch_2122_22 | is_dc_charger | True
EV | GSO_142 | hvmv_5_22 | evch_2122_22 | voltage_level | LV
EV | GSO_142 | hvmv_5_22 | evch_2122_22 | charging_level | level_3
EV | GSO_142 | hvmv_5_22 | evch_2122_22 | connector_type | TESLA
EV | GSO_142 | hvmv_5_22 | evch_2122_22 | active_charging_power | 135000
EV | GSO_142 | hvmv_5_22 | evch_2122_22 | parent_transformer_id | tr_170_22
EV | GSO_142 | hvmv_5_22 | evch_2122_22 | active_generation_power | 0
EV | GSO_143 | hvmv_5_22 | evch_134_22 | name | evch_134_22
EV | GSO_143 | hvmv_5_22 | evch_134_22 | label | evch_134_22
EV | GSO_143 | hvmv_5_22 | evch_134_22 | sdp_id
EV | GSO_143 | hvmv_5_22 | evch_134_22 | meter_id | m_134_22
EV | GSO_143 | hvmv_5_22 | evch_134_22 | lv_feeder
EV | GSO_143 | hvmv_5_22 | evch_134_22 | ownership | private
EV | GSO_143 | hvmv_5_22 | evch_134_22 | make_model | Tesla Gen 3 Wall Connector [1457768-**-*]
EV | GSO_143 | hvmv_5_22 | evch_134_22 | max_current | 16
EV | GSO_143 | hvmv_5_22 | evch_134_22 | max_voltage | 240
EV | GSO_143 | hvmv_5_22 | evch_134_22 | is_dc_charger | False
EV | GSO_143 | hvmv_5_22 | evch_134_22 | voltage_level | LV
EV | GSO_143 | hvmv_5_22 | evch_134_22 | charging_level | level_2
EV | GSO_143 | hvmv_5_22 | evch_134_22 | connector_type | TESLA
EV | GSO_143 | hvmv_5_22 | evch_134_22 | active_charging_power | 3840
EV | GSO_143 | hvmv_5_22 | evch_134_22 | parent_transformer_id | tr_248_22
EV | GSO_143 | hvmv_5_22 | evch_134_22 | active_generation_power | 0
EV | GSO_143 | hvmv_5_22 | evch_1412_22 | name | evch_1412_22
EV | GSO_143 | hvmv_5_22 | evch_1412_22 | label | evch_1412_22
EV | GSO_143 | hvmv_5_22 | evch_1412_22 | sdp_id
EV | GSO_143 | hvmv_5_22 | evch_1412_22 | meter_id | m_1412_22
EV | GSO_143 | hvmv_5_22 | evch_1412_22 | lv_feeder
EV | GSO_143 | hvmv_5_22 | evch_1412_22 | ownership | private
EV | GSO_143 | hvmv_5_22 | evch_1412_22 | make_model | Tesla Gen 3 Wall Connector [1457768-**-*]
EV | GSO_143 | hvmv_5_22 | evch_1412_22 | max_current | 16
EV | GSO_143 | hvmv_5_22 | evch_1412_22 | max_voltage | 240
EV | GSO_143 | hvmv_5_22 | evch_1412_22 | is_dc_charger | False
EV | GSO_143 | hvmv_5_22 | evch_1412_22 | voltage_level | LV
EV | GSO_143 | hvmv_5_22 | evch_1412_22 | charging_level | level_2
EV | GSO_143 | hvmv_5_22 | evch_1412_22 | connector_type | TESLA
EV | GSO_143 | hvmv_5_22 | evch_1412_22 | active_charging_power | 3840
EV | GSO_143 | hvmv_5_22 | evch_1412_22 | parent_transformer_id | tr_1382_22
EV | GSO_143 | hvmv_5_22 | evch_1412_22 | active_generation_power | 0
EV | GSO_143 | hvmv_5_22 | evch_153_22 | name | evch_153_22
EV | GSO_143 | hvmv_5_22 | evch_153_22 | label | evch_153_22
EV | GSO_143 | hvmv_5_22 | evch_153_22 | sdp_id
EV | GSO_143 | hvmv_5_22 | evch_153_22 | meter_id | m_153_22
EV | GSO_143 | hvmv_5_22 | evch_153_22 | lv_feeder
EV | GSO_143 | hvmv_5_22 | evch_153_22 | ownership | private
EV | GSO_143 | hvmv_5_22 | evch_153_22 | make_model | Grizzl-E EV Charger [GR1-14-24-P]
EV | GSO_143 | hvmv_5_22 | evch_153_22 | max_current | 16
EV | GSO_143 | hvmv_5_22 | evch_153_22 | max_voltage | 240
EV | GSO_143 | hvmv_5_22 | evch_153_22 | is_dc_charger | False
EV | GSO_143 | hvmv_5_22 | evch_153_22 | voltage_level | LV
EV | GSO_143 | hvmv_5_22 | evch_153_22 | charging_level | level_2
EV | GSO_143 | hvmv_5_22 | evch_153_22 | connector_type | SAE J1772
EV | GSO_143 | hvmv_5_22 | evch_153_22 | active_charging_power | 3840
EV | GSO_143 | hvmv_5_22 | evch_153_22 | parent_transformer_id | tr_34_22
EV | GSO_143 | hvmv_5_22 | evch_153_22 | active_generation_power | 0
EV | GSO_143 | hvmv_5_22 | evch_1758_22 | name | evch_1758_22
EV | GSO_143 | hvmv_5_22 | evch_1758_22 | label | evch_1758_22
EV | GSO_143 | hvmv_5_22 | evch_1758_22 | sdp_id
EV | GSO_143 | hvmv_5_22 | evch_1758_22 | meter_id | m_1758_22
EV | GSO_143 | hvmv_5_22 | evch_1758_22 | lv_feeder
EV | GSO_143 | hvmv_5_22 | evch_1758_22 | ownership | private
EV | GSO_143 | hvmv_5_22 | evch_1758_22 | make_model | Tesla Gen 3 Wall Connector [1457768-**-*]
EV | GSO_143 | hvmv_5_22 | evch_1758_22 | max_current | 16
EV | GSO_143 | hvmv_5_22 | evch_1758_22 | max_voltage | 240
EV | GSO_143 | hvmv_5_22 | evch_1758_22 | is_dc_charger | False
EV | GSO_143 | hvmv_5_22 | evch_1758_22 | voltage_level | LV
EV | GSO_143 | hvmv_5_22 | evch_1758_22 | charging_level | level_2
EV | GSO_143 | hvmv_5_22 | evch_1758_22 | connector_type | TESLA
EV | GSO_143 | hvmv_5_22 | evch_1758_22 | active_charging_power | 3840
EV | GSO_143 | hvmv_5_22 | evch_1758_22 | parent_transformer_id | tr_429_22
EV | GSO_143 | hvmv_5_22 | evch_1758_22 | active_generation_power | 0
EV | GSO_143 | hvmv_5_22 | evch_1994_22 | name | evch_1994_22
EV | GSO_143 | hvmv_5_22 | evch_1994_22 | label | evch_1994_22
EV | GSO_143 | hvmv_5_22 | evch_1994_22 | sdp_id
EV | GSO_143 | hvmv_5_22 | evch_1994_22 | meter_id | m_1994_22
EV | GSO_143 | hvmv_5_22 | evch_1994_22 | lv_feeder
EV | GSO_143 | hvmv_5_22 | evch_1994_22 | ownership | private
EV | GSO_143 | hvmv_5_22 | evch_1994_22 | make_model | Grizzl-E EV Charger [GR1-14-24-P]
EV | GSO_143 | hvmv_5_22 | evch_1994_22 | max_current | 16
EV | GSO_143 | hvmv_5_22 | evch_1994_22 | max_voltage | 240
EV | GSO_143 | hvmv_5_22 | evch_1994_22 | is_dc_charger | False
EV | GSO_143 | hvmv_5_22 | evch_1994_22 | voltage_level | LV
EV | GSO_143 | hvmv_5_22 | evch_1994_22 | charging_level | level_2
EV | GSO_143 | hvmv_5_22 | evch_1994_22 | connector_type | SAE J1772
EV | GSO_143 | hvmv_5_22 | evch_1994_22 | active_charging_power | 3840
EV | GSO_143 | hvmv_5_22 | evch_1994_22 | parent_transformer_id | tr_4_22
EV | GSO_143 | hvmv_5_22 | evch_1994_22 | active_generation_power | 0
EV | GSO_143 | hvmv_5_22 | evch_1995_22 | name | evch_1995_22
EV | GSO_143 | hvmv_5_22 | evch_1995_22 | label | evch_1995_22
EV | GSO_143 | hvmv_5_22 | evch_1995_22 | sdp_id
EV | GSO_143 | hvmv_5_22 | evch_1995_22 | meter_id | m_1995_22
EV | GSO_143 | hvmv_5_22 | evch_1995_22 | lv_feeder
EV | GSO_143 | hvmv_5_22 | evch_1995_22 | ownership | private
EV | GSO_143 | hvmv_5_22 | evch_1995_22 | make_model | Grizzl-E EV Charger [GR1-14-24-P]
EV | GSO_143 | hvmv_5_22 | evch_1995_22 | max_current | 16
EV | GSO_143 | hvmv_5_22 | evch_1995_22 | max_voltage | 240
EV | GSO_143 | hvmv_5_22 | evch_1995_22 | is_dc_charger | False
EV | GSO_143 | hvmv_5_22 | evch_1995_22 | voltage_level | LV
EV | GSO_143 | hvmv_5_22 | evch_1995_22 | charging_level | level_2
EV | GSO_143 | hvmv_5_22 | evch_1995_22 | connector_type | SAE J1772
EV | GSO_143 | hvmv_5_22 | evch_1995_22 | active_charging_power | 3840
EV | GSO_143 | hvmv_5_22 | evch_1995_22 | parent_transformer_id | tr_544_22
EV | GSO_143 | hvmv_5_22 | evch_1995_22 | active_generation_power | 0
EV | GSO_143 | hvmv_5_22 | evch_2007_22 | name | evch_2007_22
EV | GSO_143 | hvmv_5_22 | evch_2007_22 | label | evch_2007_22
EV | GSO_143 | hvmv_5_22 | evch_2007_22 | sdp_id
EV | GSO_143 | hvmv_5_22 | evch_2007_22 | meter_id | m_2007_22
EV | GSO_143 | hvmv_5_22 | evch_2007_22 | lv_feeder
EV | GSO_143 | hvmv_5_22 | evch_2007_22 | ownership | private
EV | GSO_143 | hvmv_5_22 | evch_2007_22 | make_model | Grizzl-E EV Charger [GR1-14-24-P]
EV | GSO_143 | hvmv_5_22 | evch_2007_22 | max_current | 16
EV | GSO_143 | hvmv_5_22 | evch_2007_22 | max_voltage | 240
EV | GSO_143 | hvmv_5_22 | evch_2007_22 | is_dc_charger | False
EV | GSO_143 | hvmv_5_22 | evch_2007_22 | voltage_level | LV
EV | GSO_143 | hvmv_5_22 | evch_2007_22 | charging_level | level_2
EV | GSO_143 | hvmv_5_22 | evch_2007_22 | connector_type | SAE J1772
EV | GSO_143 | hvmv_5_22 | evch_2007_22 | active_charging_power | 3840
EV | GSO_143 | hvmv_5_22 | evch_2007_22 | parent_transformer_id | tr_1359_22
EV | GSO_143 | hvmv_5_22 | evch_2007_22 | active_generation_power | 0
EV | GSO_143 | hvmv_5_22 | evch_2105_22 | name | evch_2105_22
EV | GSO_143 | hvmv_5_22 | evch_2105_22 | label | evch_2105_22
EV | GSO_143 | hvmv_5_22 | evch_2105_22 | sdp_id
EV | GSO_143 | hvmv_5_22 | evch_2105_22 | meter_id | m_2105_22
EV | GSO_143 | hvmv_5_22 | evch_2105_22 | lv_feeder
EV | GSO_143 | hvmv_5_22 | evch_2105_22 | ownership | private
EV | GSO_143 | hvmv_5_22 | evch_2105_22 | make_model | Tesla Gen 3 Wall Connector [1457768-**-*]
EV | GSO_143 | hvmv_5_22 | evch_2105_22 | max_current | 16
EV | GSO_143 | hvmv_5_22 | evch_2105_22 | max_voltage | 240
EV | GSO_143 | hvmv_5_22 | evch_2105_22 | is_dc_charger | False
EV | GSO_143 | hvmv_5_22 | evch_2105_22 | voltage_level | LV
EV | GSO_143 | hvmv_5_22 | evch_2105_22 | charging_level | level_2
EV | GSO_143 | hvmv_5_22 | evch_2105_22 | connector_type | TESLA
EV | GSO_143 | hvmv_5_22 | evch_2105_22 | active_charging_power | 3840
EV | GSO_143 | hvmv_5_22 | evch_2105_22 | parent_transformer_id | tr_1304_22
EV | GSO_143 | hvmv_5_22 | evch_2105_22 | active_generation_power | 0
EV | GSO_143 | hvmv_5_22 | evch_2146_22 | name | evch_2146_22
EV | GSO_143 | hvmv_5_22 | evch_2146_22 | label | evch_2146_22
EV | GSO_143 | hvmv_5_22 | evch_2146_22 | sdp_id
EV | GSO_143 | hvmv_5_22 | evch_2146_22 | meter_id | m_2146_22
EV | GSO_143 | hvmv_5_22 | evch_2146_22 | lv_feeder
EV | GSO_143 | hvmv_5_22 | evch_2146_22 | ownership | private
EV | GSO_143 | hvmv_5_22 | evch_2146_22 | make_model | Flo Core+
EV | GSO_143 | hvmv_5_22 | evch_2146_22 | max_current | 32
EV | GSO_143 | hvmv_5_22 | evch_2146_22 | max_voltage | 240
EV | GSO_143 | hvmv_5_22 | evch_2146_22 | is_dc_charger | False
EV | GSO_143 | hvmv_5_22 | evch_2146_22 | voltage_level | LV
EV | GSO_143 | hvmv_5_22 | evch_2146_22 | charging_level | level_2
EV | GSO_143 | hvmv_5_22 | evch_2146_22 | connector_type | SAE J1772
EV | GSO_143 | hvmv_5_22 | evch_2146_22 | active_charging_power | 7200
EV | GSO_143 | hvmv_5_22 | evch_2146_22 | parent_transformer_id | tr_581_22
EV | GSO_143 | hvmv_5_22 | evch_2146_22 | active_generation_power | 0
EV | GSO_143 | hvmv_5_22 | evch_2256_22 | name | evch_2256_22
EV | GSO_143 | hvmv_5_22 | evch_2256_22 | label | evch_2256_22
EV | GSO_143 | hvmv_5_22 | evch_2256_22 | sdp_id
EV | GSO_143 | hvmv_5_22 | evch_2256_22 | meter_id | m_2256_22
EV | GSO_143 | hvmv_5_22 | evch_2256_22 | lv_feeder
EV | GSO_143 | hvmv_5_22 | evch_2256_22 | ownership | private
EV | GSO_143 | hvmv_5_22 | evch_2256_22 | make_model | ChargePoint Home Flex [CPH50-NEMA14-50-L23]
EV | GSO_143 | hvmv_5_22 | evch_2256_22 | max_current | 32
EV | GSO_143 | hvmv_5_22 | evch_2256_22 | max_voltage | 240
EV | GSO_143 | hvmv_5_22 | evch_2256_22 | is_dc_charger | False
EV | GSO_143 | hvmv_5_22 | evch_2256_22 | voltage_level | LV
EV | GSO_143 | hvmv_5_22 | evch_2256_22 | charging_level | level_2
EV | GSO_143 | hvmv_5_22 | evch_2256_22 | connector_type | SAE J1772
EV | GSO_143 | hvmv_5_22 | evch_2256_22 | active_charging_power | 7680
EV | GSO_143 | hvmv_5_22 | evch_2256_22 | parent_transformer_id | tr_1137_22
EV | GSO_143 | hvmv_5_22 | evch_2256_22 | active_generation_power | 0
EV | GSO_143 | hvmv_5_22 | evch_2325_22 | name | evch_2325_22
EV | GSO_143 | hvmv_5_22 | evch_2325_22 | label | evch_2325_22
EV | GSO_143 | hvmv_5_22 | evch_2325_22 | sdp_id
EV | GSO_143 | hvmv_5_22 | evch_2325_22 | meter_id | m_2325_22
EV | GSO_143 | hvmv_5_22 | evch_2325_22 | lv_feeder
EV | GSO_143 | hvmv_5_22 | evch_2325_22 | ownership | private
EV | GSO_143 | hvmv_5_22 | evch_2325_22 | make_model | ChargePoint Home Flex [CPH50-NEMA14-50-L23]
EV | GSO_143 | hvmv_5_22 | evch_2325_22 | max_current | 32
EV | GSO_143 | hvmv_5_22 | evch_2325_22 | max_voltage | 240
EV | GSO_143 | hvmv_5_22 | evch_2325_22 | is_dc_charger | False
EV | GSO_143 | hvmv_5_22 | evch_2325_22 | voltage_level | LV
EV | GSO_143 | hvmv_5_22 | evch_2325_22 | charging_level | level_2
EV | GSO_143 | hvmv_5_22 | evch_2325_22 | connector_type | SAE J1772
EV | GSO_143 | hvmv_5_22 | evch_2325_22 | active_charging_power | 7680
EV | GSO_143 | hvmv_5_22 | evch_2325_22 | parent_transformer_id | tr_1051_22
EV | GSO_143 | hvmv_5_22 | evch_2325_22 | active_generation_power | 0
EV | GSO_143 | hvmv_5_22 | evch_2532_22 | name | evch_2532_22
EV | GSO_143 | hvmv_5_22 | evch_2532_22 | label | evch_2532_22
EV | GSO_143 | hvmv_5_22 | evch_2532_22 | sdp_id
EV | GSO_143 | hvmv_5_22 | evch_2532_22 | meter_id | m_2532_22
EV | GSO_143 | hvmv_5_22 | evch_2532_22 | lv_feeder
EV | GSO_143 | hvmv_5_22 | evch_2532_22 | ownership | private
EV | GSO_143 | hvmv_5_22 | evch_2532_22 | make_model | ChargePoint Home Flex [CPH50-NEMA14-50-L23]
EV | GSO_143 | hvmv_5_22 | evch_2532_22 | max_current | 32
EV | GSO_143 | hvmv_5_22 | evch_2532_22 | max_voltage | 240
EV | GSO_143 | hvmv_5_22 | evch_2532_22 | is_dc_charger | False
EV | GSO_143 | hvmv_5_22 | evch_2532_22 | voltage_level | LV
EV | GSO_143 | hvmv_5_22 | evch_2532_22 | charging_level | level_2
EV | GSO_143 | hvmv_5_22 | evch_2532_22 | connector_type | SAE J1772
EV | GSO_143 | hvmv_5_22 | evch_2532_22 | active_charging_power | 7680
EV | GSO_143 | hvmv_5_22 | evch_2532_22 | parent_transformer_id | tr_706_22
EV | GSO_143 | hvmv_5_22 | evch_2532_22 | active_generation_power | 0
EV | GSO_145 | hvmv_5_22 | evch_1182_22 | name | evch_1182_22
EV | GSO_145 | hvmv_5_22 | evch_1182_22 | label | evch_1182_22
EV | GSO_145 | hvmv_5_22 | evch_1182_22 | sdp_id
EV | GSO_145 | hvmv_5_22 | evch_1182_22 | meter_id | m_1182_22
EV | GSO_145 | hvmv_5_22 | evch_1182_22 | lv_feeder
EV | GSO_145 | hvmv_5_22 | evch_1182_22 | ownership | private
EV | GSO_145 | hvmv_5_22 | evch_1182_22 | make_model | ChargePoint Home Flex [CPH50-NEMA14-50-L23]
EV | GSO_145 | hvmv_5_22 | evch_1182_22 | max_current | 32
EV | GSO_145 | hvmv_5_22 | evch_1182_22 | max_voltage | 240
EV | GSO_145 | hvmv_5_22 | evch_1182_22 | is_dc_charger | False
EV | GSO_145 | hvmv_5_22 | evch_1182_22 | voltage_level | LV
EV | GSO_145 | hvmv_5_22 | evch_1182_22 | charging_level | level_2
EV | GSO_145 | hvmv_5_22 | evch_1182_22 | connector_type | SAE J1772
EV | GSO_145 | hvmv_5_22 | evch_1182_22 | active_charging_power | 7680
EV | GSO_145 | hvmv_5_22 | evch_1182_22 | parent_transformer_id | tr_908_22
EV | GSO_145 | hvmv_5_22 | evch_1182_22 | active_generation_power | 0
EV | GSO_145 | hvmv_5_22 | evch_2398_22 | name | evch_2398_22
EV | GSO_145 | hvmv_5_22 | evch_2398_22 | label | evch_2398_22
EV | GSO_145 | hvmv_5_22 | evch_2398_22 | sdp_id
EV | GSO_145 | hvmv_5_22 | evch_2398_22 | meter_id | m_2398_22
EV | GSO_145 | hvmv_5_22 | evch_2398_22 | lv_feeder
EV | GSO_145 | hvmv_5_22 | evch_2398_22 | ownership | private
EV | GSO_145 | hvmv_5_22 | evch_2398_22 | make_model | Tesla Gen 3 Wall Connector [1457768-**-*]
EV | GSO_145 | hvmv_5_22 | evch_2398_22 | max_current | 16
EV | GSO_145 | hvmv_5_22 | evch_2398_22 | max_voltage | 240
EV | GSO_145 | hvmv_5_22 | evch_2398_22 | is_dc_charger | False
EV | GSO_145 | hvmv_5_22 | evch_2398_22 | voltage_level | LV
EV | GSO_145 | hvmv_5_22 | evch_2398_22 | charging_level | level_2
EV | GSO_145 | hvmv_5_22 | evch_2398_22 | connector_type | TESLA
EV | GSO_145 | hvmv_5_22 | evch_2398_22 | active_charging_power | 3840
EV | GSO_145 | hvmv_5_22 | evch_2398_22 | parent_transformer_id | tr_903_22
EV | GSO_145 | hvmv_5_22 | evch_2398_22 | active_generation_power | 0
EV | GSO_145 | hvmv_5_22 | evch_752_22 | name | evch_752_22
EV | GSO_145 | hvmv_5_22 | evch_752_22 | label | evch_752_22
EV | GSO_145 | hvmv_5_22 | evch_752_22 | sdp_id
EV | GSO_145 | hvmv_5_22 | evch_752_22 | meter_id | m_752_22
EV | GSO_145 | hvmv_5_22 | evch_752_22 | lv_feeder
EV | GSO_145 | hvmv_5_22 | evch_752_22 | ownership | private
EV | GSO_145 | hvmv_5_22 | evch_752_22 | make_model | Flo Core+
EV | GSO_145 | hvmv_5_22 | evch_752_22 | max_current | 32
EV | GSO_145 | hvmv_5_22 | evch_752_22 | max_voltage | 240
EV | GSO_145 | hvmv_5_22 | evch_752_22 | is_dc_charger | False
EV | GSO_145 | hvmv_5_22 | evch_752_22 | voltage_level | LV
EV | GSO_145 | hvmv_5_22 | evch_752_22 | charging_level | level_2
EV | GSO_145 | hvmv_5_22 | evch_752_22 | connector_type | SAE J1772
EV | GSO_145 | hvmv_5_22 | evch_752_22 | active_charging_power | 7200
EV | GSO_145 | hvmv_5_22 | evch_752_22 | parent_transformer_id | tr_695_22
EV | GSO_145 | hvmv_5_22 | evch_752_22 | active_generation_power | 0
EV | GSO_145 | hvmv_5_22 | evch_814_22 | name | evch_814_22
EV | GSO_145 | hvmv_5_22 | evch_814_22 | label | evch_814_22
EV | GSO_145 | hvmv_5_22 | evch_814_22 | sdp_id
EV | GSO_145 | hvmv_5_22 | evch_814_22 | meter_id | m_814_22
EV | GSO_145 | hvmv_5_22 | evch_814_22 | lv_feeder
EV | GSO_145 | hvmv_5_22 | evch_814_22 | ownership | private
EV | GSO_145 | hvmv_5_22 | evch_814_22 | make_model | Flo Core+
EV | GSO_145 | hvmv_5_22 | evch_814_22 | max_current | 32
EV | GSO_145 | hvmv_5_22 | evch_814_22 | max_voltage | 240
EV | GSO_145 | hvmv_5_22 | evch_814_22 | is_dc_charger | False
EV | GSO_145 | hvmv_5_22 | evch_814_22 | voltage_level | LV
EV | GSO_145 | hvmv_5_22 | evch_814_22 | charging_level | level_2
EV | GSO_145 | hvmv_5_22 | evch_814_22 | connector_type | SAE J1772
EV | GSO_145 | hvmv_5_22 | evch_814_22 | active_charging_power | 7200
EV | GSO_145 | hvmv_5_22 | evch_814_22 | parent_transformer_id | tr_1086_22
EV | GSO_145 | hvmv_5_22 | evch_814_22 | active_generation_power | 0
PV | GSO_121 | hvmv_1_22 | pv_1881_22 | name | pv_1881_22
PV | GSO_121 | hvmv_1_22 | pv_1881_22 | label | pv_1881_22
PV | GSO_121 | hvmv_1_22 | pv_1881_22 | sdp_id
PV | GSO_121 | hvmv_1_22 | pv_1881_22 | ac_size | 3195
PV | GSO_121 | hvmv_1_22 | pv_1881_22 | dc_size | 3735
PV | GSO_121 | hvmv_1_22 | pv_1881_22 | racking | carport
PV | GSO_121 | hvmv_1_22 | pv_1881_22 | meter_id | m_1881_22
PV | GSO_121 | hvmv_1_22 | pv_1881_22 | panel_area | 1.915056
PV | GSO_121 | hvmv_1_22 | pv_1881_22 | tilt_angle | 36
PV | GSO_121 | hvmv_1_22 | pv_1881_22 | azimuth_angle | 187
PV | GSO_121 | hvmv_1_22 | pv_1881_22 | voltage_level | LV
PV | GSO_121 | hvmv_1_22 | pv_1881_22 | dc_to_ac_ratio | 1.1687525160383407
PV | GSO_121 | hvmv_1_22 | pv_1881_22 | commission_date | 2024-04-24
PV | GSO_121 | hvmv_1_22 | pv_1881_22 | number_of_panels | 9
PV | GSO_121 | hvmv_1_22 | pv_1881_22 | panel_make_model | SunPower Maxeon3 [SPR-MAX6-415-BLK-E3-AC]
PV | GSO_121 | hvmv_1_22 | pv_1881_22 | panel_rated_power | 415.0
PV | GSO_121 | hvmv_1_22 | pv_1881_22 | degradation_annual | 0.25
PV | GSO_121 | hvmv_1_22 | pv_1881_22 | generation_capacity | 5156
PV | GSO_121 | hvmv_1_22 | pv_1881_22 | inverter_make_model | SMA Sunny Boy
PV | GSO_121 | hvmv_1_22 | pv_1881_22 | degradation_25_years | 6.25
PV | GSO_121 | hvmv_1_22 | pv_761_22 | name | pv_761_22
PV | GSO_121 | hvmv_1_22 | pv_761_22 | label | pv_761_22
PV | GSO_121 | hvmv_1_22 | pv_761_22 | sdp_id
PV | GSO_121 | hvmv_1_22 | pv_761_22 | ac_size | 3102
PV | GSO_121 | hvmv_1_22 | pv_761_22 | dc_size | 3700
PV | GSO_121 | hvmv_1_22 | pv_761_22 | racking | roof
PV | GSO_121 | hvmv_1_22 | pv_761_22 | meter_id | m_761_22
PV | GSO_121 | hvmv_1_22 | pv_761_22 | panel_area | 1.7272
PV | GSO_121 | hvmv_1_22 | pv_761_22 | tilt_angle | 43
PV | GSO_121 | hvmv_1_22 | pv_761_22 | azimuth_angle | 175
PV | GSO_121 | hvmv_1_22 | pv_761_22 | voltage_level | LV
PV | GSO_121 | hvmv_1_22 | pv_761_22 | dc_to_ac_ratio | 1.192489486883788
PV | GSO_121 | hvmv_1_22 | pv_761_22 | commission_date | 2020-06-03
PV | GSO_121 | hvmv_1_22 | pv_761_22 | number_of_panels | 10
PV | GSO_121 | hvmv_1_22 | pv_761_22 | panel_make_model | LG Neon R [LG370Q1C-V5]
PV | GSO_121 | hvmv_1_22 | pv_761_22 | panel_rated_power | 370.0
PV | GSO_121 | hvmv_1_22 | pv_761_22 | degradation_annual | 0.3
PV | GSO_121 | hvmv_1_22 | pv_761_22 | generation_capacity | 5349
PV | GSO_121 | hvmv_1_22 | pv_761_22 | inverter_make_model | SolarEdge HDWave
PV | GSO_121 | hvmv_1_22 | pv_761_22 | degradation_25_years | 7.5
PV | GSO_125 | hvmv_2_22 | pv_510_22 | name | pv_510_22
PV | GSO_125 | hvmv_2_22 | pv_510_22 | label | pv_510_22
PV | GSO_125 | hvmv_2_22 | pv_510_22 | sdp_id
PV | GSO_125 | hvmv_2_22 | pv_510_22 | ac_size | 12483
PV | GSO_125 | hvmv_2_22 | pv_510_22 | dc_size | 14525
PV | GSO_125 | hvmv_2_22 | pv_510_22 | racking | roof
PV | GSO_125 | hvmv_2_22 | pv_510_22 | meter_id | m_510_22
PV | GSO_125 | hvmv_2_22 | pv_510_22 | panel_area | 1.915056
PV | GSO_125 | hvmv_2_22 | pv_510_22 | tilt_angle | 32
PV | GSO_125 | hvmv_2_22 | pv_510_22 | azimuth_angle | 179
PV | GSO_125 | hvmv_2_22 | pv_510_22 | voltage_level | LV
PV | GSO_125 | hvmv_2_22 | pv_510_22 | dc_to_ac_ratio | 1.1635434999598835
PV | GSO_125 | hvmv_2_22 | pv_510_22 | commission_date | 2010-02-15
PV | GSO_125 | hvmv_2_22 | pv_510_22 | number_of_panels | 35
PV | GSO_125 | hvmv_2_22 | pv_510_22 | panel_make_model | SunPower Maxeon3 [SPR-MAX6-415-BLK-E3-AC]
PV | GSO_125 | hvmv_2_22 | pv_510_22 | panel_rated_power | 415.0
PV | GSO_125 | hvmv_2_22 | pv_510_22 | degradation_annual | 0.25
PV | GSO_125 | hvmv_2_22 | pv_510_22 | generation_capacity | 13905
PV | GSO_125 | hvmv_2_22 | pv_510_22 | inverter_make_model | Fronius Primo
PV | GSO_125 | hvmv_2_22 | pv_510_22 | degradation_25_years | 6.25
PV | GSO_17 | hvmv_4_21 | pv_37225_21 | name | pv_37225_21
PV | GSO_17 | hvmv_4_21 | pv_37225_21 | label | pv_37225_21
PV | GSO_17 | hvmv_4_21 | pv_37225_21 | sdp_id
PV | GSO_17 | hvmv_4_21 | pv_37225_21 | ac_size | 6700
PV | GSO_17 | hvmv_4_21 | pv_37225_21 | dc_size | 7560
PV | GSO_17 | hvmv_4_21 | pv_37225_21 | racking | roof
PV | GSO_17 | hvmv_4_21 | pv_37225_21 | meter_id | m_37225_21
PV | GSO_17 | hvmv_4_21 | pv_37225_21 | panel_area | 1.882146
PV | GSO_17 | hvmv_4_21 | pv_37225_21 | tilt_angle | 32
PV | GSO_17 | hvmv_4_21 | pv_37225_21 | azimuth_angle | 178
PV | GSO_17 | hvmv_4_21 | pv_37225_21 | voltage_level | LV
PV | GSO_17 | hvmv_4_21 | pv_37225_21 | dc_to_ac_ratio | 1.1283566276359258
PV | GSO_17 | hvmv_4_21 | pv_37225_21 | commission_date | 2022-12-02
PV | GSO_17 | hvmv_4_21 | pv_37225_21 | number_of_panels | 18
PV | GSO_17 | hvmv_4_21 | pv_37225_21 | panel_make_model | CanadianSolar [420HAG]
PV | GSO_17 | hvmv_4_21 | pv_37225_21 | panel_rated_power | 420.0
PV | GSO_17 | hvmv_4_21 | pv_37225_21 | degradation_annual | 0.35
PV | GSO_17 | hvmv_4_21 | pv_37225_21 | generation_capacity | 8699
PV | GSO_17 | hvmv_4_21 | pv_37225_21 | inverter_make_model | Fronius Primo
PV | GSO_17 | hvmv_4_21 | pv_37225_21 | degradation_25_years | 8.75
PV | GSO_17 | hvmv_4_21 | pv_38784_21 | name | pv_38784_21
PV | GSO_17 | hvmv_4_21 | pv_38784_21 | label | pv_38784_21
PV | GSO_17 | hvmv_4_21 | pv_38784_21 | sdp_id
PV | GSO_17 | hvmv_4_21 | pv_38784_21 | ac_size | 2917
PV | GSO_17 | hvmv_4_21 | pv_38784_21 | dc_size | 3320
PV | GSO_17 | hvmv_4_21 | pv_38784_21 | racking | carport
PV | GSO_17 | hvmv_4_21 | pv_38784_21 | meter_id | m_38784_21
PV | GSO_17 | hvmv_4_21 | pv_38784_21 | panel_area | 1.915056
PV | GSO_17 | hvmv_4_21 | pv_38784_21 | tilt_angle | 43
PV | GSO_17 | hvmv_4_21 | pv_38784_21 | azimuth_angle | 177
PV | GSO_17 | hvmv_4_21 | pv_38784_21 | voltage_level | LV
PV | GSO_17 | hvmv_4_21 | pv_38784_21 | dc_to_ac_ratio | 1.1379648368102833
PV | GSO_17 | hvmv_4_21 | pv_38784_21 | commission_date | 2020-05-10
PV | GSO_17 | hvmv_4_21 | pv_38784_21 | number_of_panels | 8
PV | GSO_17 | hvmv_4_21 | pv_38784_21 | panel_make_model | SunPower Maxeon3 [SPR-MAX6-415-BLK-E3-AC]
PV | GSO_17 | hvmv_4_21 | pv_38784_21 | panel_rated_power | 415.0
PV | GSO_17 | hvmv_4_21 | pv_38784_21 | degradation_annual | 0.25
PV | GSO_17 | hvmv_4_21 | pv_38784_21 | generation_capacity | 4506
PV | GSO_17 | hvmv_4_21 | pv_38784_21 | inverter_make_model | SolarEdge HDWave
PV | GSO_17 | hvmv_4_21 | pv_38784_21 | degradation_25_years | 6.25
PV | GSO_17 | hvmv_4_21 | pv_42391_21 | name | pv_42391_21
PV | GSO_17 | hvmv_4_21 | pv_42391_21 | label | pv_42391_21
PV | GSO_17 | hvmv_4_21 | pv_42391_21 | sdp_id
PV | GSO_17 | hvmv_4_21 | pv_42391_21 | ac_size | 7473
PV | GSO_17 | hvmv_4_21 | pv_42391_21 | dc_size | 8510
PV | GSO_17 | hvmv_4_21 | pv_42391_21 | racking | roof
PV | GSO_17 | hvmv_4_21 | pv_42391_21 | meter_id | m_42391_21
PV | GSO_17 | hvmv_4_21 | pv_42391_21 | panel_area | 1.7272
PV | GSO_17 | hvmv_4_21 | pv_42391_21 | tilt_angle | 43
PV | GSO_17 | hvmv_4_21 | pv_42391_21 | azimuth_angle | 169
PV | GSO_17 | hvmv_4_21 | pv_42391_21 | voltage_level | LV
PV | GSO_17 | hvmv_4_21 | pv_42391_21 | dc_to_ac_ratio | 1.1387024662974072
PV | GSO_17 | hvmv_4_21 | pv_42391_21 | commission_date | 2025-12-19
PV | GSO_17 | hvmv_4_21 | pv_42391_21 | number_of_panels | 23
PV | GSO_17 | hvmv_4_21 | pv_42391_21 | panel_make_model | LG Neon R [LG370Q1C-V5]
PV | GSO_17 | hvmv_4_21 | pv_42391_21 | panel_rated_power | 370.0
PV | GSO_17 | hvmv_4_21 | pv_42391_21 | degradation_annual | 0.3
PV | GSO_17 | hvmv_4_21 | pv_42391_21 | generation_capacity | 9269
PV | GSO_17 | hvmv_4_21 | pv_42391_21 | inverter_make_model | Fronius Primo
PV | GSO_17 | hvmv_4_21 | pv_42391_21 | degradation_25_years | 7.5
PV | GSO_17 | hvmv_4_21 | pv_49103_21 | name | pv_49103_21
PV | GSO_17 | hvmv_4_21 | pv_49103_21 | label | pv_49103_21
PV | GSO_17 | hvmv_4_21 | pv_49103_21 | sdp_id
PV | GSO_17 | hvmv_4_21 | pv_49103_21 | ac_size | 3979
PV | GSO_17 | hvmv_4_21 | pv_49103_21 | dc_size | 4440
PV | GSO_17 | hvmv_4_21 | pv_49103_21 | racking | roof
PV | GSO_17 | hvmv_4_21 | pv_49103_21 | meter_id | m_49103_21
PV | GSO_17 | hvmv_4_21 | pv_49103_21 | panel_area | 1.7272
PV | GSO_17 | hvmv_4_21 | pv_49103_21 | tilt_angle | 43
PV | GSO_17 | hvmv_4_21 | pv_49103_21 | azimuth_angle | 166
PV | GSO_17 | hvmv_4_21 | pv_49103_21 | voltage_level | LV
PV | GSO_17 | hvmv_4_21 | pv_49103_21 | dc_to_ac_ratio | 1.115584871429929
PV | GSO_17 | hvmv_4_21 | pv_49103_21 | commission_date | 2026-07-12
PV | GSO_17 | hvmv_4_21 | pv_49103_21 | number_of_panels | 12
PV | GSO_17 | hvmv_4_21 | pv_49103_21 | panel_make_model | LG Neon R [LG370Q1C-V5]
PV | GSO_17 | hvmv_4_21 | pv_49103_21 | panel_rated_power | 370.0
PV | GSO_17 | hvmv_4_21 | pv_49103_21 | degradation_annual | 0.3
PV | GSO_17 | hvmv_4_21 | pv_49103_21 | generation_capacity | 6163
PV | GSO_17 | hvmv_4_21 | pv_49103_21 | inverter_make_model | Fronius Primo
PV | GSO_17 | hvmv_4_21 | pv_49103_21 | degradation_25_years | 7.5
PV | GSO_17 | hvmv_4_21 | pv_49251_21 | name | pv_49251_21
PV | GSO_17 | hvmv_4_21 | pv_49251_21 | label | pv_49251_21
PV | GSO_17 | hvmv_4_21 | pv_49251_21 | sdp_id
PV | GSO_17 | hvmv_4_21 | pv_49251_21 | ac_size | 11553
PV | GSO_17 | hvmv_4_21 | pv_49251_21 | dc_size | 12950
PV | GSO_17 | hvmv_4_21 | pv_49251_21 | racking | carport
PV | GSO_17 | hvmv_4_21 | pv_49251_21 | meter_id | m_49251_21
PV | GSO_17 | hvmv_4_21 | pv_49251_21 | panel_area | 1.748536
PV | GSO_17 | hvmv_4_21 | pv_49251_21 | tilt_angle | 40
PV | GSO_17 | hvmv_4_21 | pv_49251_21 | azimuth_angle | 166
PV | GSO_17 | hvmv_4_21 | pv_49251_21 | voltage_level | LV
PV | GSO_17 | hvmv_4_21 | pv_49251_21 | dc_to_ac_ratio | 1.1208401743958252
PV | GSO_17 | hvmv_4_21 | pv_49251_21 | commission_date | 2011-06-28
PV | GSO_17 | hvmv_4_21 | pv_49251_21 | number_of_panels | 35
PV | GSO_17 | hvmv_4_21 | pv_49251_21 | panel_make_model | Panasonic EverVolt [EVPV370]
PV | GSO_17 | hvmv_4_21 | pv_49251_21 | panel_rated_power | 370.0
PV | GSO_17 | hvmv_4_21 | pv_49251_21 | degradation_annual | 0.25
PV | GSO_17 | hvmv_4_21 | pv_49251_21 | generation_capacity | 8681
PV | GSO_17 | hvmv_4_21 | pv_49251_21 | inverter_make_model | Fronius Primo
PV | GSO_17 | hvmv_4_21 | pv_49251_21 | degradation_25_years | 6.25
PV | GSO_17 | hvmv_4_21 | pv_49510_21 | name | pv_49510_21
PV | GSO_17 | hvmv_4_21 | pv_49510_21 | label | pv_49510_21
PV | GSO_17 | hvmv_4_21 | pv_49510_21 | sdp_id
PV | GSO_17 | hvmv_4_21 | pv_49510_21 | ac_size | 6235
PV | GSO_17 | hvmv_4_21 | pv_49510_21 | dc_size | 7030
PV | GSO_17 | hvmv_4_21 | pv_49510_21 | racking | roof
PV | GSO_17 | hvmv_4_21 | pv_49510_21 | meter_id | m_49510_21
PV | GSO_17 | hvmv_4_21 | pv_49510_21 | panel_area | 1.7272
PV | GSO_17 | hvmv_4_21 | pv_49510_21 | tilt_angle | 39
PV | GSO_17 | hvmv_4_21 | pv_49510_21 | azimuth_angle | 166
PV | GSO_17 | hvmv_4_21 | pv_49510_21 | voltage_level | LV
PV | GSO_17 | hvmv_4_21 | pv_49510_21 | dc_to_ac_ratio | 1.1273653698529467
PV | GSO_17 | hvmv_4_21 | pv_49510_21 | commission_date | 2026-08-01
PV | GSO_17 | hvmv_4_21 | pv_49510_21 | number_of_panels | 19
PV | GSO_17 | hvmv_4_21 | pv_49510_21 | panel_make_model | LG Neon R [LG370Q1C-V5]
PV | GSO_17 | hvmv_4_21 | pv_49510_21 | panel_rated_power | 370.0
PV | GSO_17 | hvmv_4_21 | pv_49510_21 | degradation_annual | 0.3
PV | GSO_17 | hvmv_4_21 | pv_49510_21 | generation_capacity | 8543
PV | GSO_17 | hvmv_4_21 | pv_49510_21 | inverter_make_model | SMA Sunny Boy
PV | GSO_17 | hvmv_4_21 | pv_49510_21 | degradation_25_years | 7.5
PV | GSO_17 | hvmv_4_21 | pv_51409_21 | name | pv_51409_21
PV | GSO_17 | hvmv_4_21 | pv_51409_21 | label | pv_51409_21
PV | GSO_17 | hvmv_4_21 | pv_51409_21 | sdp_id
PV | GSO_17 | hvmv_4_21 | pv_51409_21 | ac_size | 6305
PV | GSO_17 | hvmv_4_21 | pv_51409_21 | dc_size | 7030
PV | GSO_17 | hvmv_4_21 | pv_51409_21 | racking | carport
PV | GSO_17 | hvmv_4_21 | pv_51409_21 | meter_id | m_51409_21
PV | GSO_17 | hvmv_4_21 | pv_51409_21 | panel_area | 1.7272
PV | GSO_17 | hvmv_4_21 | pv_51409_21 | tilt_angle | 42
PV | GSO_17 | hvmv_4_21 | pv_51409_21 | azimuth_angle | 186
PV | GSO_17 | hvmv_4_21 | pv_51409_21 | voltage_level | LV
PV | GSO_17 | hvmv_4_21 | pv_51409_21 | dc_to_ac_ratio | 1.114951222499812
PV | GSO_17 | hvmv_4_21 | pv_51409_21 | commission_date | 2026-10-07
PV | GSO_17 | hvmv_4_21 | pv_51409_21 | number_of_panels | 19
PV | GSO_17 | hvmv_4_21 | pv_51409_21 | panel_make_model | LG Neon R [LG370Q1C-V5]
PV | GSO_17 | hvmv_4_21 | pv_51409_21 | panel_rated_power | 370.0
PV | GSO_17 | hvmv_4_21 | pv_51409_21 | degradation_annual | 0.3
PV | GSO_17 | hvmv_4_21 | pv_51409_21 | generation_capacity | 8643
PV | GSO_17 | hvmv_4_21 | pv_51409_21 | inverter_make_model | Fronius Primo
PV | GSO_17 | hvmv_4_21 | pv_51409_21 | degradation_25_years | 7.5
PV | GSO_17 | hvmv_4_21 | pv_51737_21 | name | pv_51737_21
PV | GSO_17 | hvmv_4_21 | pv_51737_21 | label | pv_51737_21
PV | GSO_17 | hvmv_4_21 | pv_51737_21 | sdp_id
PV | GSO_17 | hvmv_4_21 | pv_51737_21 | ac_size | 10308
PV | GSO_17 | hvmv_4_21 | pv_51737_21 | dc_size | 12210
PV | GSO_17 | hvmv_4_21 | pv_51737_21 | racking | roof
PV | GSO_17 | hvmv_4_21 | pv_51737_21 | meter_id | m_51737_21
PV | GSO_17 | hvmv_4_21 | pv_51737_21 | panel_area | 1.748536
PV | GSO_17 | hvmv_4_21 | pv_51737_21 | tilt_angle | 37
PV | GSO_17 | hvmv_4_21 | pv_51737_21 | azimuth_angle | 186
PV | GSO_17 | hvmv_4_21 | pv_51737_21 | voltage_level | LV
PV | GSO_17 | hvmv_4_21 | pv_51737_21 | dc_to_ac_ratio | 1.1844609035803522
PV | GSO_17 | hvmv_4_21 | pv_51737_21 | commission_date | 2017-12-17
PV | GSO_17 | hvmv_4_21 | pv_51737_21 | number_of_panels | 33
PV | GSO_17 | hvmv_4_21 | pv_51737_21 | panel_make_model | Panasonic EverVolt [EVPV370]
PV | GSO_17 | hvmv_4_21 | pv_51737_21 | panel_rated_power | 370.0
PV | GSO_17 | hvmv_4_21 | pv_51737_21 | degradation_annual | 0.25
PV | GSO_17 | hvmv_4_21 | pv_51737_21 | generation_capacity | 12208
PV | GSO_17 | hvmv_4_21 | pv_51737_21 | inverter_make_model | SMA Sunny Boy
PV | GSO_17 | hvmv_4_21 | pv_51737_21 | degradation_25_years | 6.25
PV | GSO_18 | hvmv_4_21 | pv_33284_21 | name | pv_33284_21
PV | GSO_18 | hvmv_4_21 | pv_33284_21 | label | pv_33284_21
PV | GSO_18 | hvmv_4_21 | pv_33284_21 | sdp_id
PV | GSO_18 | hvmv_4_21 | pv_33284_21 | ac_size | 3825
PV | GSO_18 | hvmv_4_21 | pv_33284_21 | dc_size | 4565
PV | GSO_18 | hvmv_4_21 | pv_33284_21 | racking | roof
PV | GSO_18 | hvmv_4_21 | pv_33284_21 | meter_id | m_33284_21
PV | GSO_18 | hvmv_4_21 | pv_33284_21 | panel_area | 1.915056
PV | GSO_18 | hvmv_4_21 | pv_33284_21 | tilt_angle | 42
PV | GSO_18 | hvmv_4_21 | pv_33284_21 | azimuth_angle | 178
PV | GSO_18 | hvmv_4_21 | pv_33284_21 | voltage_level | LV
PV | GSO_18 | hvmv_4_21 | pv_33284_21 | dc_to_ac_ratio | 1.1933661419096757
PV | GSO_18 | hvmv_4_21 | pv_33284_21 | commission_date | 2010-06-12
PV | GSO_18 | hvmv_4_21 | pv_33284_21 | number_of_panels | 11
PV | GSO_18 | hvmv_4_21 | pv_33284_21 | panel_make_model | SunPower Maxeon3 [SPR-MAX6-415-BLK-E3-AC]
PV | GSO_18 | hvmv_4_21 | pv_33284_21 | panel_rated_power | 415.0
PV | GSO_18 | hvmv_4_21 | pv_33284_21 | degradation_annual | 0.25
PV | GSO_18 | hvmv_4_21 | pv_33284_21 | generation_capacity | 5238
PV | GSO_18 | hvmv_4_21 | pv_33284_21 | inverter_make_model | Fronius Primo
PV | GSO_18 | hvmv_4_21 | pv_33284_21 | degradation_25_years | 6.25
PV | GSO_18 | hvmv_4_21 | pv_42413_21 | name | pv_42413_21
PV | GSO_18 | hvmv_4_21 | pv_42413_21 | label | pv_42413_21
PV | GSO_18 | hvmv_4_21 | pv_42413_21 | sdp_id
PV | GSO_18 | hvmv_4_21 | pv_42413_21 | ac_size | 15532
PV | GSO_18 | hvmv_4_21 | pv_42413_21 | dc_size | 17220
PV | GSO_18 | hvmv_4_21 | pv_42413_21 | racking | roof
PV | GSO_18 | hvmv_4_21 | pv_42413_21 | meter_id | m_42413_21
PV | GSO_18 | hvmv_4_21 | pv_42413_21 | panel_area | 1.882146
PV | GSO_18 | hvmv_4_21 | pv_42413_21 | tilt_angle | 40
PV | GSO_18 | hvmv_4_21 | pv_42413_21 | azimuth_angle | 186
PV | GSO_18 | hvmv_4_21 | pv_42413_21 | voltage_level | LV
PV | GSO_18 | hvmv_4_21 | pv_42413_21 | dc_to_ac_ratio | 1.1086682596375492
PV | GSO_18 | hvmv_4_21 | pv_42413_21 | commission_date | 2012-01-27
PV | GSO_18 | hvmv_4_21 | pv_42413_21 | number_of_panels | 41
PV | GSO_18 | hvmv_4_21 | pv_42413_21 | panel_make_model | CanadianSolar [420HAG]
PV | GSO_18 | hvmv_4_21 | pv_42413_21 | panel_rated_power | 420.0
PV | GSO_18 | hvmv_4_21 | pv_42413_21 | degradation_annual | 0.35
PV | GSO_18 | hvmv_4_21 | pv_42413_21 | generation_capacity | 13045
PV | GSO_18 | hvmv_4_21 | pv_42413_21 | inverter_make_model | SMA Sunny Boy
PV | GSO_18 | hvmv_4_21 | pv_42413_21 | degradation_25_years | 8.75
PV | GSO_18 | hvmv_4_21 | pv_44989_21 | name | pv_44989_21
PV | GSO_18 | hvmv_4_21 | pv_44989_21 | label | pv_44989_21
PV | GSO_18 | hvmv_4_21 | pv_44989_21 | sdp_id
PV | GSO_18 | hvmv_4_21 | pv_44989_21 | ac_size | 6839
PV | GSO_18 | hvmv_4_21 | pv_44989_21 | dc_size | 7885
PV | GSO_18 | hvmv_4_21 | pv_44989_21 | racking | roof
PV | GSO_18 | hvmv_4_21 | pv_44989_21 | meter_id | m_44989_21
PV | GSO_18 | hvmv_4_21 | pv_44989_21 | panel_area | 1.915056
PV | GSO_18 | hvmv_4_21 | pv_44989_21 | tilt_angle | 44
PV | GSO_18 | hvmv_4_21 | pv_44989_21 | azimuth_angle | 185
PV | GSO_18 | hvmv_4_21 | pv_44989_21 | voltage_level | LV
PV | GSO_18 | hvmv_4_21 | pv_44989_21 | dc_to_ac_ratio | 1.1528994121572893
PV | GSO_18 | hvmv_4_21 | pv_44989_21 | commission_date | 2014-03-13
PV | GSO_18 | hvmv_4_21 | pv_44989_21 | number_of_panels | 19
PV | GSO_18 | hvmv_4_21 | pv_44989_21 | panel_make_model | SunPower Maxeon3 [SPR-MAX6-415-BLK-E3-AC]
PV | GSO_18 | hvmv_4_21 | pv_44989_21 | panel_rated_power | 415.0
PV | GSO_18 | hvmv_4_21 | pv_44989_21 | degradation_annual | 0.25
PV | GSO_18 | hvmv_4_21 | pv_44989_21 | generation_capacity | 10447
PV | GSO_18 | hvmv_4_21 | pv_44989_21 | inverter_make_model | Fronius Primo
PV | GSO_18 | hvmv_4_21 | pv_44989_21 | degradation_25_years | 6.25
PV | GSO_18 | hvmv_4_21 | pv_49202_21 | name | pv_49202_21
PV | GSO_18 | hvmv_4_21 | pv_49202_21 | label | pv_49202_21
PV | GSO_18 | hvmv_4_21 | pv_49202_21 | sdp_id
PV | GSO_18 | hvmv_4_21 | pv_49202_21 | ac_size | 10366
PV | GSO_18 | hvmv_4_21 | pv_49202_21 | dc_size | 11470
PV | GSO_18 | hvmv_4_21 | pv_49202_21 | racking | roof
PV | GSO_18 | hvmv_4_21 | pv_49202_21 | meter_id | m_49202_21
PV | GSO_18 | hvmv_4_21 | pv_49202_21 | panel_area | 1.748536
PV | GSO_18 | hvmv_4_21 | pv_49202_21 | tilt_angle | 30
PV | GSO_18 | hvmv_4_21 | pv_49202_21 | azimuth_angle | 178
PV | GSO_18 | hvmv_4_21 | pv_49202_21 | voltage_level | LV
PV | GSO_18 | hvmv_4_21 | pv_49202_21 | dc_to_ac_ratio | 1.1064822365982048
PV | GSO_18 | hvmv_4_21 | pv_49202_21 | commission_date | 2026-10-13
PV | GSO_18 | hvmv_4_21 | pv_49202_21 | number_of_panels | 31
PV | GSO_18 | hvmv_4_21 | pv_49202_21 | panel_make_model | Panasonic EverVolt [EVPV370]
PV | GSO_18 | hvmv_4_21 | pv_49202_21 | panel_rated_power | 370.0
PV | GSO_18 | hvmv_4_21 | pv_49202_21 | degradation_annual | 0.25
PV | GSO_18 | hvmv_4_21 | pv_49202_21 | generation_capacity | 10026
PV | GSO_18 | hvmv_4_21 | pv_49202_21 | inverter_make_model | SMA Sunny Boy
PV | GSO_18 | hvmv_4_21 | pv_49202_21 | degradation_25_years | 6.25
PV | GSO_18 | hvmv_4_21 | pv_59999_21 | name | pv_59999_21
PV | GSO_18 | hvmv_4_21 | pv_59999_21 | label | pv_59999_21
PV | GSO_18 | hvmv_4_21 | pv_59999_21 | sdp_id
PV | GSO_18 | hvmv_4_21 | pv_59999_21 | ac_size | 44781
PV | GSO_18 | hvmv_4_21 | pv_59999_21 | dc_size | 52920
PV | GSO_18 | hvmv_4_21 | pv_59999_21 | racking | roof
PV | GSO_18 | hvmv_4_21 | pv_59999_21 | meter_id | m_59999_21
PV | GSO_18 | hvmv_4_21 | pv_59999_21 | panel_area | 1.882146
PV | GSO_18 | hvmv_4_21 | pv_59999_21 | tilt_angle | 34
PV | GSO_18 | hvmv_4_21 | pv_59999_21 | azimuth_angle | 178
PV | GSO_18 | hvmv_4_21 | pv_59999_21 | voltage_level | MV
PV | GSO_18 | hvmv_4_21 | pv_59999_21 | dc_to_ac_ratio | 1.1817359307143358
PV | GSO_18 | hvmv_4_21 | pv_59999_21 | commission_date | 2017-10-30
PV | GSO_18 | hvmv_4_21 | pv_59999_21 | number_of_panels | 126
PV | GSO_18 | hvmv_4_21 | pv_59999_21 | panel_make_model | CanadianSolar [420HAG]
PV | GSO_18 | hvmv_4_21 | pv_59999_21 | panel_rated_power | 420.0
PV | GSO_18 | hvmv_4_21 | pv_59999_21 | degradation_annual | 0.35
PV | GSO_18 | hvmv_4_21 | pv_59999_21 | generation_capacity | 51954
PV | GSO_18 | hvmv_4_21 | pv_59999_21 | inverter_make_model | Fronius Primo
PV | GSO_18 | hvmv_4_21 | pv_59999_21 | degradation_25_years | 8.75
PV | GSO_19 | hvmv_4_21 | pv_1932_21 | name | pv_1932_21
PV | GSO_19 | hvmv_4_21 | pv_1932_21 | label | pv_1932_21
PV | GSO_19 | hvmv_4_21 | pv_1932_21 | sdp_id
PV | GSO_19 | hvmv_4_21 | pv_1932_21 | ac_size | 4378
PV | GSO_19 | hvmv_4_21 | pv_1932_21 | dc_size | 4980
PV | GSO_19 | hvmv_4_21 | pv_1932_21 | racking | carport
PV | GSO_19 | hvmv_4_21 | pv_1932_21 | meter_id | m_1932_21
PV | GSO_19 | hvmv_4_21 | pv_1932_21 | panel_area | 1.915056
PV | GSO_19 | hvmv_4_21 | pv_1932_21 | tilt_angle | 33
PV | GSO_19 | hvmv_4_21 | pv_1932_21 | azimuth_angle | 186
PV | GSO_19 | hvmv_4_21 | pv_1932_21 | voltage_level | LV
PV | GSO_19 | hvmv_4_21 | pv_1932_21 | dc_to_ac_ratio | 1.1374683753739394
PV | GSO_19 | hvmv_4_21 | pv_1932_21 | commission_date | 2011-01-25
PV | GSO_19 | hvmv_4_21 | pv_1932_21 | number_of_panels | 12
PV | GSO_19 | hvmv_4_21 | pv_1932_21 | panel_make_model | SunPower Maxeon3 [SPR-MAX6-415-BLK-E3-AC]
PV | GSO_19 | hvmv_4_21 | pv_1932_21 | panel_rated_power | 415.0
PV | GSO_19 | hvmv_4_21 | pv_1932_21 | degradation_annual | 0.25
PV | GSO_19 | hvmv_4_21 | pv_1932_21 | generation_capacity | 5146
PV | GSO_19 | hvmv_4_21 | pv_1932_21 | inverter_make_model | SolarEdge HDWave
PV | GSO_19 | hvmv_4_21 | pv_1932_21 | degradation_25_years | 6.25
PV | GSO_19 | hvmv_4_21 | pv_37311_21 | name | pv_37311_21
PV | GSO_19 | hvmv_4_21 | pv_37311_21 | label | pv_37311_21
PV | GSO_19 | hvmv_4_21 | pv_37311_21 | sdp_id
PV | GSO_19 | hvmv_4_21 | pv_37311_21 | ac_size | 6419
PV | GSO_19 | hvmv_4_21 | pv_37311_21 | dc_size | 7560
PV | GSO_19 | hvmv_4_21 | pv_37311_21 | racking | roof
PV | GSO_19 | hvmv_4_21 | pv_37311_21 | meter_id | m_37311_21
PV | GSO_19 | hvmv_4_21 | pv_37311_21 | panel_area | 1.882146
PV | GSO_19 | hvmv_4_21 | pv_37311_21 | tilt_angle | 44
PV | GSO_19 | hvmv_4_21 | pv_37311_21 | azimuth_angle | 176
PV | GSO_19 | hvmv_4_21 | pv_37311_21 | voltage_level | LV
PV | GSO_19 | hvmv_4_21 | pv_37311_21 | dc_to_ac_ratio | 1.1777450799228673
PV | GSO_19 | hvmv_4_21 | pv_37311_21 | commission_date | 2013-04-06
PV | GSO_19 | hvmv_4_21 | pv_37311_21 | number_of_panels | 18
PV | GSO_19 | hvmv_4_21 | pv_37311_21 | panel_make_model | CanadianSolar [420HAG]
PV | GSO_19 | hvmv_4_21 | pv_37311_21 | panel_rated_power | 420.0
PV | GSO_19 | hvmv_4_21 | pv_37311_21 | degradation_annual | 0.35
PV | GSO_19 | hvmv_4_21 | pv_37311_21 | generation_capacity | 4766
PV | GSO_19 | hvmv_4_21 | pv_37311_21 | inverter_make_model | SMA Sunny Boy
PV | GSO_19 | hvmv_4_21 | pv_37311_21 | degradation_25_years | 8.75
PV | GSO_19 | hvmv_4_21 | pv_37577_21 | name | pv_37577_21
PV | GSO_19 | hvmv_4_21 | pv_37577_21 | label | pv_37577_21
PV | GSO_19 | hvmv_4_21 | pv_37577_21 | sdp_id
PV | GSO_19 | hvmv_4_21 | pv_37577_21 | ac_size | 5248
PV | GSO_19 | hvmv_4_21 | pv_37577_21 | dc_size | 6225
PV | GSO_19 | hvmv_4_21 | pv_37577_21 | racking | roof
PV | GSO_19 | hvmv_4_21 | pv_37577_21 | meter_id | m_37577_21
PV | GSO_19 | hvmv_4_21 | pv_37577_21 | panel_area | 1.915056
PV | GSO_19 | hvmv_4_21 | pv_37577_21 | tilt_angle | 41
PV | GSO_19 | hvmv_4_21 | pv_37577_21 | azimuth_angle | 174
PV | GSO_19 | hvmv_4_21 | pv_37577_21 | voltage_level | LV
PV | GSO_19 | hvmv_4_21 | pv_37577_21 | dc_to_ac_ratio | 1.1860440117977156
PV | GSO_19 | hvmv_4_21 | pv_37577_21 | commission_date | 2018-10-09
PV | GSO_19 | hvmv_4_21 | pv_37577_21 | number_of_panels | 15
PV | GSO_19 | hvmv_4_21 | pv_37577_21 | panel_make_model | SunPower Maxeon3 [SPR-MAX6-415-BLK-E3-AC]
PV | GSO_19 | hvmv_4_21 | pv_37577_21 | panel_rated_power | 415.0
PV | GSO_19 | hvmv_4_21 | pv_37577_21 | degradation_annual | 0.25
PV | GSO_19 | hvmv_4_21 | pv_37577_21 | generation_capacity | 6125
PV | GSO_19 | hvmv_4_21 | pv_37577_21 | inverter_make_model | Fronius Primo
PV | GSO_19 | hvmv_4_21 | pv_37577_21 | degradation_25_years | 6.25
PV | GSO_19 | hvmv_4_21 | pv_43187_21 | name | pv_43187_21
PV | GSO_19 | hvmv_4_21 | pv_43187_21 | label | pv_43187_21
PV | GSO_19 | hvmv_4_21 | pv_43187_21 | sdp_id
PV | GSO_19 | hvmv_4_21 | pv_43187_21 | ac_size | 10490
PV | GSO_19 | hvmv_4_21 | pv_43187_21 | dc_size | 12210
PV | GSO_19 | hvmv_4_21 | pv_43187_21 | racking | roof
PV | GSO_19 | hvmv_4_21 | pv_43187_21 | meter_id | m_43187_21
PV | GSO_19 | hvmv_4_21 | pv_43187_21 | panel_area | 1.748536
PV | GSO_19 | hvmv_4_21 | pv_43187_21 | tilt_angle | 32
PV | GSO_19 | hvmv_4_21 | pv_43187_21 | azimuth_angle | 178
PV | GSO_19 | hvmv_4_21 | pv_43187_21 | voltage_level | LV
PV | GSO_19 | hvmv_4_21 | pv_43187_21 | dc_to_ac_ratio | 1.1638824896468605
PV | GSO_19 | hvmv_4_21 | pv_43187_21 | commission_date | 2020-03-04
PV | GSO_19 | hvmv_4_21 | pv_43187_21 | number_of_panels | 33
PV | GSO_19 | hvmv_4_21 | pv_43187_21 | panel_make_model | Panasonic EverVolt [EVPV370]
PV | GSO_19 | hvmv_4_21 | pv_43187_21 | panel_rated_power | 370.0
PV | GSO_19 | hvmv_4_21 | pv_43187_21 | degradation_annual | 0.25
PV | GSO_19 | hvmv_4_21 | pv_43187_21 | generation_capacity | 9527
PV | GSO_19 | hvmv_4_21 | pv_43187_21 | inverter_make_model | SolarEdge HDWave
PV | GSO_19 | hvmv_4_21 | pv_43187_21 | degradation_25_years | 6.25
PV | GSO_19 | hvmv_4_21 | pv_44152_21 | name | pv_44152_21
PV | GSO_19 | hvmv_4_21 | pv_44152_21 | label | pv_44152_21
PV | GSO_19 | hvmv_4_21 | pv_44152_21 | sdp_id
PV | GSO_19 | hvmv_4_21 | pv_44152_21 | ac_size | 10636
PV | GSO_19 | hvmv_4_21 | pv_44152_21 | dc_size | 12210
PV | GSO_19 | hvmv_4_21 | pv_44152_21 | racking | roof
PV | GSO_19 | hvmv_4_21 | pv_44152_21 | meter_id | m_44152_21
PV | GSO_19 | hvmv_4_21 | pv_44152_21 | panel_area | 1.748536
PV | GSO_19 | hvmv_4_21 | pv_44152_21 | tilt_angle | 39
PV | GSO_19 | hvmv_4_21 | pv_44152_21 | azimuth_angle | 172
PV | GSO_19 | hvmv_4_21 | pv_44152_21 | voltage_level | LV
PV | GSO_19 | hvmv_4_21 | pv_44152_21 | dc_to_ac_ratio | 1.1479026044808864
PV | GSO_19 | hvmv_4_21 | pv_44152_21 | commission_date | 2011-03-29
PV | GSO_19 | hvmv_4_21 | pv_44152_21 | number_of_panels | 33
PV | GSO_19 | hvmv_4_21 | pv_44152_21 | panel_make_model | Panasonic EverVolt [EVPV370]
PV | GSO_19 | hvmv_4_21 | pv_44152_21 | panel_rated_power | 370.0
PV | GSO_19 | hvmv_4_21 | pv_44152_21 | degradation_annual | 0.25
PV | GSO_19 | hvmv_4_21 | pv_44152_21 | generation_capacity | 9546
PV | GSO_19 | hvmv_4_21 | pv_44152_21 | inverter_make_model | Fronius Primo
PV | GSO_19 | hvmv_4_21 | pv_44152_21 | degradation_25_years | 6.25
PV | GSO_19 | hvmv_4_21 | pv_44548_21 | name | pv_44548_21
PV | GSO_19 | hvmv_4_21 | pv_44548_21 | label | pv_44548_21
PV | GSO_19 | hvmv_4_21 | pv_44548_21 | sdp_id
PV | GSO_19 | hvmv_4_21 | pv_44548_21 | ac_size | 8014
PV | GSO_19 | hvmv_4_21 | pv_44548_21 | dc_size | 9545
PV | GSO_19 | hvmv_4_21 | pv_44548_21 | racking | roof
PV | GSO_19 | hvmv_4_21 | pv_44548_21 | meter_id | m_44548_21
PV | GSO_19 | hvmv_4_21 | pv_44548_21 | panel_area | 1.915056
PV | GSO_19 | hvmv_4_21 | pv_44548_21 | tilt_angle | 38
PV | GSO_19 | hvmv_4_21 | pv_44548_21 | azimuth_angle | 182
PV | GSO_19 | hvmv_4_21 | pv_44548_21 | voltage_level | LV
PV | GSO_19 | hvmv_4_21 | pv_44548_21 | dc_to_ac_ratio | 1.1909893686148871
PV | GSO_19 | hvmv_4_21 | pv_44548_21 | commission_date | 2023-05-12
PV | GSO_19 | hvmv_4_21 | pv_44548_21 | number_of_panels | 23
PV | GSO_19 | hvmv_4_21 | pv_44548_21 | panel_make_model | SunPower Maxeon3 [SPR-MAX6-415-BLK-E3-AC]
PV | GSO_19 | hvmv_4_21 | pv_44548_21 | panel_rated_power | 415.0
PV | GSO_19 | hvmv_4_21 | pv_44548_21 | degradation_annual | 0.25
PV | GSO_19 | hvmv_4_21 | pv_44548_21 | generation_capacity | 12188
PV | GSO_19 | hvmv_4_21 | pv_44548_21 | inverter_make_model | SMA Sunny Boy
PV | GSO_19 | hvmv_4_21 | pv_44548_21 | degradation_25_years | 6.25
PV | GSO_19 | hvmv_4_21 | pv_44627_21 | name | pv_44627_21
PV | GSO_19 | hvmv_4_21 | pv_44627_21 | label | pv_44627_21
PV | GSO_19 | hvmv_4_21 | pv_44627_21 | sdp_id
PV | GSO_19 | hvmv_4_21 | pv_44627_21 | ac_size | 5093
PV | GSO_19 | hvmv_4_21 | pv_44627_21 | dc_size | 5880
PV | GSO_19 | hvmv_4_21 | pv_44627_21 | racking | roof
PV | GSO_19 | hvmv_4_21 | pv_44627_21 | meter_id | m_44627_21
PV | GSO_19 | hvmv_4_21 | pv_44627_21 | panel_area | 1.882146
PV | GSO_19 | hvmv_4_21 | pv_44627_21 | tilt_angle | 34
PV | GSO_19 | hvmv_4_21 | pv_44627_21 | azimuth_angle | 179
PV | GSO_19 | hvmv_4_21 | pv_44627_21 | voltage_level | LV
PV | GSO_19 | hvmv_4_21 | pv_44627_21 | dc_to_ac_ratio | 1.1543906328627185
PV | GSO_19 | hvmv_4_21 | pv_44627_21 | commission_date | 2025-02-12
PV | GSO_19 | hvmv_4_21 | pv_44627_21 | number_of_panels | 14
PV | GSO_19 | hvmv_4_21 | pv_44627_21 | panel_make_model | CanadianSolar [420HAG]
PV | GSO_19 | hvmv_4_21 | pv_44627_21 | panel_rated_power | 420.0
PV | GSO_19 | hvmv_4_21 | pv_44627_21 | degradation_annual | 0.35
PV | GSO_19 | hvmv_4_21 | pv_44627_21 | generation_capacity | 7137
PV | GSO_19 | hvmv_4_21 | pv_44627_21 | inverter_make_model | SMA Sunny Boy
PV | GSO_19 | hvmv_4_21 | pv_44627_21 | degradation_25_years | 8.75
PV | GSO_19 | hvmv_4_21 | pv_47276_21 | name | pv_47276_21
PV | GSO_19 | hvmv_4_21 | pv_47276_21 | label | pv_47276_21
PV | GSO_19 | hvmv_4_21 | pv_47276_21 | sdp_id
PV | GSO_19 | hvmv_4_21 | pv_47276_21 | ac_size | 7021
PV | GSO_19 | hvmv_4_21 | pv_47276_21 | dc_size | 7885
PV | GSO_19 | hvmv_4_21 | pv_47276_21 | racking | roof
PV | GSO_19 | hvmv_4_21 | pv_47276_21 | meter_id | m_47276_21
PV | GSO_19 | hvmv_4_21 | pv_47276_21 | panel_area | 1.915056
PV | GSO_19 | hvmv_4_21 | pv_47276_21 | tilt_angle | 32
PV | GSO_19 | hvmv_4_21 | pv_47276_21 | azimuth_angle | 177
PV | GSO_19 | hvmv_4_21 | pv_47276_21 | voltage_level | LV
PV | GSO_19 | hvmv_4_21 | pv_47276_21 | dc_to_ac_ratio | 1.1229878418922952
PV | GSO_19 | hvmv_4_21 | pv_47276_21 | commission_date | 2024-06-08
PV | GSO_19 | hvmv_4_21 | pv_47276_21 | number_of_panels | 19
PV | GSO_19 | hvmv_4_21 | pv_47276_21 | panel_make_model | SunPower Maxeon3 [SPR-MAX6-415-BLK-E3-AC]
PV | GSO_19 | hvmv_4_21 | pv_47276_21 | panel_rated_power | 415.0
PV | GSO_19 | hvmv_4_21 | pv_47276_21 | degradation_annual | 0.25
PV | GSO_19 | hvmv_4_21 | pv_47276_21 | generation_capacity | 7474
PV | GSO_19 | hvmv_4_21 | pv_47276_21 | inverter_make_model | SolarEdge HDWave
PV | GSO_19 | hvmv_4_21 | pv_47276_21 | degradation_25_years | 6.25
PV | GSO_19 | hvmv_4_21 | pv_50737_21 | name | pv_50737_21
PV | GSO_19 | hvmv_4_21 | pv_50737_21 | label | pv_50737_21
PV | GSO_19 | hvmv_4_21 | pv_50737_21 | sdp_id
PV | GSO_19 | hvmv_4_21 | pv_50737_21 | ac_size | 4284
PV | GSO_19 | hvmv_4_21 | pv_50737_21 | dc_size | 4810
PV | GSO_19 | hvmv_4_21 | pv_50737_21 | racking | roof
PV | GSO_19 | hvmv_4_21 | pv_50737_21 | meter_id | m_50737_21
PV | GSO_19 | hvmv_4_21 | pv_50737_21 | panel_area | 1.7272
PV | GSO_19 | hvmv_4_21 | pv_50737_21 | tilt_angle | 39
PV | GSO_19 | hvmv_4_21 | pv_50737_21 | azimuth_angle | 189
PV | GSO_19 | hvmv_4_21 | pv_50737_21 | voltage_level | LV
PV | GSO_19 | hvmv_4_21 | pv_50737_21 | dc_to_ac_ratio | 1.122761071892315
PV | GSO_19 | hvmv_4_21 | pv_50737_21 | commission_date | 2013-11-22
PV | GSO_19 | hvmv_4_21 | pv_50737_21 | number_of_panels | 13
PV | GSO_19 | hvmv_4_21 | pv_50737_21 | panel_make_model | LG Neon R [LG370Q1C-V5]
PV | GSO_19 | hvmv_4_21 | pv_50737_21 | panel_rated_power | 370.0
PV | GSO_19 | hvmv_4_21 | pv_50737_21 | degradation_annual | 0.3
PV | GSO_19 | hvmv_4_21 | pv_50737_21 | generation_capacity | 6071
PV | GSO_19 | hvmv_4_21 | pv_50737_21 | inverter_make_model | Fronius Primo
PV | GSO_19 | hvmv_4_21 | pv_50737_21 | degradation_25_years | 7.5
PV | GSO_19 | hvmv_4_21 | pv_53514_21 | name | pv_53514_21
PV | GSO_19 | hvmv_4_21 | pv_53514_21 | label | pv_53514_21
PV | GSO_19 | hvmv_4_21 | pv_53514_21 | sdp_id
PV | GSO_19 | hvmv_4_21 | pv_53514_21 | ac_size | 5875
PV | GSO_19 | hvmv_4_21 | pv_53514_21 | dc_size | 6660
PV | GSO_19 | hvmv_4_21 | pv_53514_21 | racking | roof
PV | GSO_19 | hvmv_4_21 | pv_53514_21 | meter_id | m_53514_21
PV | GSO_19 | hvmv_4_21 | pv_53514_21 | panel_area | 1.748536
PV | GSO_19 | hvmv_4_21 | pv_53514_21 | tilt_angle | 40
PV | GSO_19 | hvmv_4_21 | pv_53514_21 | azimuth_angle | 168
PV | GSO_19 | hvmv_4_21 | pv_53514_21 | voltage_level | LV
PV | GSO_19 | hvmv_4_21 | pv_53514_21 | dc_to_ac_ratio | 1.1334923253744462
PV | GSO_19 | hvmv_4_21 | pv_53514_21 | commission_date | 2020-03-13
PV | GSO_19 | hvmv_4_21 | pv_53514_21 | number_of_panels | 18
PV | GSO_19 | hvmv_4_21 | pv_53514_21 | panel_make_model | Panasonic EverVolt [EVPV370]
PV | GSO_19 | hvmv_4_21 | pv_53514_21 | panel_rated_power | 370.0
PV | GSO_19 | hvmv_4_21 | pv_53514_21 | degradation_annual | 0.25
PV | GSO_19 | hvmv_4_21 | pv_53514_21 | generation_capacity | 7828
PV | GSO_19 | hvmv_4_21 | pv_53514_21 | inverter_make_model | SolarEdge HDWave
PV | GSO_19 | hvmv_4_21 | pv_53514_21 | degradation_25_years | 6.25
PV | GSO_19 | hvmv_4_21 | pv_54745_21 | name | pv_54745_21
PV | GSO_19 | hvmv_4_21 | pv_54745_21 | label | pv_54745_21
PV | GSO_19 | hvmv_4_21 | pv_54745_21 | sdp_id
PV | GSO_19 | hvmv_4_21 | pv_54745_21 | ac_size | 8530
PV | GSO_19 | hvmv_4_21 | pv_54745_21 | dc_size | 9545
PV | GSO_19 | hvmv_4_21 | pv_54745_21 | racking | roof
PV | GSO_19 | hvmv_4_21 | pv_54745_21 | meter_id | m_54745_21
PV | GSO_19 | hvmv_4_21 | pv_54745_21 | panel_area | 1.915056
PV | GSO_19 | hvmv_4_21 | pv_54745_21 | tilt_angle | 35
PV | GSO_19 | hvmv_4_21 | pv_54745_21 | azimuth_angle | 173
PV | GSO_19 | hvmv_4_21 | pv_54745_21 | voltage_level | LV
PV | GSO_19 | hvmv_4_21 | pv_54745_21 | dc_to_ac_ratio | 1.1189340793432492
PV | GSO_19 | hvmv_4_21 | pv_54745_21 | commission_date | 2016-03-11
PV | GSO_19 | hvmv_4_21 | pv_54745_21 | number_of_panels | 23
PV | GSO_19 | hvmv_4_21 | pv_54745_21 | panel_make_model | SunPower Maxeon3 [SPR-MAX6-415-BLK-E3-AC]
PV | GSO_19 | hvmv_4_21 | pv_54745_21 | panel_rated_power | 415.0
PV | GSO_19 | hvmv_4_21 | pv_54745_21 | degradation_annual | 0.25
PV | GSO_19 | hvmv_4_21 | pv_54745_21 | generation_capacity | 11068
PV | GSO_19 | hvmv_4_21 | pv_54745_21 | inverter_make_model | SolarEdge HDWave
PV | GSO_19 | hvmv_4_21 | pv_54745_21 | degradation_25_years | 6.25
PV | GSO_19 | hvmv_4_21 | pv_55359_21 | name | pv_55359_21
PV | GSO_19 | hvmv_4_21 | pv_55359_21 | label | pv_55359_21
PV | GSO_19 | hvmv_4_21 | pv_55359_21 | sdp_id
PV | GSO_19 | hvmv_4_21 | pv_55359_21 | ac_size | 3846
PV | GSO_19 | hvmv_4_21 | pv_55359_21 | dc_size | 4440
PV | GSO_19 | hvmv_4_21 | pv_55359_21 | racking | roof
PV | GSO_19 | hvmv_4_21 | pv_55359_21 | meter_id | m_55359_21
PV | GSO_19 | hvmv_4_21 | pv_55359_21 | panel_area | 1.7272
PV | GSO_19 | hvmv_4_21 | pv_55359_21 | tilt_angle | 41
PV | GSO_19 | hvmv_4_21 | pv_55359_21 | azimuth_angle | 185
PV | GSO_19 | hvmv_4_21 | pv_55359_21 | voltage_level | LV
PV | GSO_19 | hvmv_4_21 | pv_55359_21 | dc_to_ac_ratio | 1.154410076509744
PV | GSO_19 | hvmv_4_21 | pv_55359_21 | commission_date | 2024-03-05
PV | GSO_19 | hvmv_4_21 | pv_55359_21 | number_of_panels | 12
PV | GSO_19 | hvmv_4_21 | pv_55359_21 | panel_make_model | LG Neon R [LG370Q1C-V5]
PV | GSO_19 | hvmv_4_21 | pv_55359_21 | panel_rated_power | 370.0
PV | GSO_19 | hvmv_4_21 | pv_55359_21 | degradation_annual | 0.3
PV | GSO_19 | hvmv_4_21 | pv_55359_21 | generation_capacity | 4927
PV | GSO_19 | hvmv_4_21 | pv_55359_21 | inverter_make_model | Fronius Primo
PV | GSO_19 | hvmv_4_21 | pv_55359_21 | degradation_25_years | 7.5
PV | GSO_19 | hvmv_4_21 | pv_59433_21 | name | pv_59433_21
PV | GSO_19 | hvmv_4_21 | pv_59433_21 | label | pv_59433_21
PV | GSO_19 | hvmv_4_21 | pv_59433_21 | sdp_id
PV | GSO_19 | hvmv_4_21 | pv_59433_21 | ac_size | 4339
PV | GSO_19 | hvmv_4_21 | pv_59433_21 | dc_size | 5180
PV | GSO_19 | hvmv_4_21 | pv_59433_21 | racking | carport
PV | GSO_19 | hvmv_4_21 | pv_59433_21 | meter_id | m_59433_21
PV | GSO_19 | hvmv_4_21 | pv_59433_21 | panel_area | 1.748536
PV | GSO_19 | hvmv_4_21 | pv_59433_21 | tilt_angle | 41
PV | GSO_19 | hvmv_4_21 | pv_59433_21 | azimuth_angle | 186
PV | GSO_19 | hvmv_4_21 | pv_59433_21 | voltage_level | LV
PV | GSO_19 | hvmv_4_21 | pv_59433_21 | dc_to_ac_ratio | 1.1936293390482562
PV | GSO_19 | hvmv_4_21 | pv_59433_21 | commission_date | 2025-11-20
PV | GSO_19 | hvmv_4_21 | pv_59433_21 | number_of_panels | 14
PV | GSO_19 | hvmv_4_21 | pv_59433_21 | panel_make_model | Panasonic EverVolt [EVPV370]
PV | GSO_19 | hvmv_4_21 | pv_59433_21 | panel_rated_power | 370.0
PV | GSO_19 | hvmv_4_21 | pv_59433_21 | degradation_annual | 0.25
PV | GSO_19 | hvmv_4_21 | pv_59433_21 | generation_capacity | 4769
PV | GSO_19 | hvmv_4_21 | pv_59433_21 | inverter_make_model | Fronius Primo
PV | GSO_19 | hvmv_4_21 | pv_59433_21 | degradation_25_years | 6.25
PV | GSO_19 | hvmv_4_21 | pv_666_21 | name | pv_666_21
PV | GSO_19 | hvmv_4_21 | pv_666_21 | label | pv_666_21
PV | GSO_19 | hvmv_4_21 | pv_666_21 | sdp_id
PV | GSO_19 | hvmv_4_21 | pv_666_21 | ac_size | 12162
PV | GSO_19 | hvmv_4_21 | pv_666_21 | dc_size | 14525
PV | GSO_19 | hvmv_4_21 | pv_666_21 | racking | carport
PV | GSO_19 | hvmv_4_21 | pv_666_21 | meter_id | m_666_21
PV | GSO_19 | hvmv_4_21 | pv_666_21 | panel_area | 1.915056
PV | GSO_19 | hvmv_4_21 | pv_666_21 | tilt_angle | 31
PV | GSO_19 | hvmv_4_21 | pv_666_21 | azimuth_angle | 174
PV | GSO_19 | hvmv_4_21 | pv_666_21 | voltage_level | LV
PV | GSO_19 | hvmv_4_21 | pv_666_21 | dc_to_ac_ratio | 1.1942309809600196
PV | GSO_19 | hvmv_4_21 | pv_666_21 | commission_date | 2014-12-29
PV | GSO_19 | hvmv_4_21 | pv_666_21 | number_of_panels | 35
PV | GSO_19 | hvmv_4_21 | pv_666_21 | panel_make_model | SunPower Maxeon3 [SPR-MAX6-415-BLK-E3-AC]
PV | GSO_19 | hvmv_4_21 | pv_666_21 | panel_rated_power | 415.0
PV | GSO_19 | hvmv_4_21 | pv_666_21 | degradation_annual | 0.25
PV | GSO_19 | hvmv_4_21 | pv_666_21 | generation_capacity | 10068
PV | GSO_19 | hvmv_4_21 | pv_666_21 | inverter_make_model | SMA Sunny Boy
PV | GSO_19 | hvmv_4_21 | pv_666_21 | degradation_25_years | 6.25
PV | GSO_142 | hvmv_5_22 | pv_1483_22 | name | pv_1483_22
PV | GSO_142 | hvmv_5_22 | pv_1483_22 | label | pv_1483_22
PV | GSO_142 | hvmv_5_22 | pv_1483_22 | sdp_id
PV | GSO_142 | hvmv_5_22 | pv_1483_22 | ac_size | 15711
PV | GSO_142 | hvmv_5_22 | pv_1483_22 | dc_size | 17760
PV | GSO_142 | hvmv_5_22 | pv_1483_22 | racking | roof
PV | GSO_142 | hvmv_5_22 | pv_1483_22 | meter_id | m_1483_22
PV | GSO_142 | hvmv_5_22 | pv_1483_22 | panel_area | 1.7272
PV | GSO_142 | hvmv_5_22 | pv_1483_22 | tilt_angle | 34
PV | GSO_142 | hvmv_5_22 | pv_1483_22 | azimuth_angle | 185
PV | GSO_142 | hvmv_5_22 | pv_1483_22 | voltage_level | LV
PV | GSO_142 | hvmv_5_22 | pv_1483_22 | dc_to_ac_ratio | 1.1303976462024992
PV | GSO_142 | hvmv_5_22 | pv_1483_22 | commission_date | 2011-02-18
PV | GSO_142 | hvmv_5_22 | pv_1483_22 | number_of_panels | 48
PV | GSO_142 | hvmv_5_22 | pv_1483_22 | panel_make_model | LG Neon R [LG370Q1C-V5]
PV | GSO_142 | hvmv_5_22 | pv_1483_22 | panel_rated_power | 370.0
PV | GSO_142 | hvmv_5_22 | pv_1483_22 | degradation_annual | 0.3
PV | GSO_142 | hvmv_5_22 | pv_1483_22 | generation_capacity | 15776
PV | GSO_142 | hvmv_5_22 | pv_1483_22 | inverter_make_model | Fronius Primo
PV | GSO_142 | hvmv_5_22 | pv_1483_22 | degradation_25_years | 7.5
PV | GSO_143 | hvmv_5_22 | pv_1562_22 | name | pv_1562_22
PV | GSO_143 | hvmv_5_22 | pv_1562_22 | label | pv_1562_22
PV | GSO_143 | hvmv_5_22 | pv_1562_22 | sdp_id
PV | GSO_143 | hvmv_5_22 | pv_1562_22 | ac_size | 7450
PV | GSO_143 | hvmv_5_22 | pv_1562_22 | dc_size | 8510
PV | GSO_143 | hvmv_5_22 | pv_1562_22 | racking | carport
PV | GSO_143 | hvmv_5_22 | pv_1562_22 | meter_id | m_1562_22
PV | GSO_143 | hvmv_5_22 | pv_1562_22 | panel_area | 1.7272
PV | GSO_143 | hvmv_5_22 | pv_1562_22 | tilt_angle | 44
PV | GSO_143 | hvmv_5_22 | pv_1562_22 | azimuth_angle | 184
PV | GSO_143 | hvmv_5_22 | pv_1562_22 | voltage_level | LV
PV | GSO_143 | hvmv_5_22 | pv_1562_22 | dc_to_ac_ratio | 1.142198732992241
PV | GSO_143 | hvmv_5_22 | pv_1562_22 | commission_date | 2017-11-05
PV | GSO_143 | hvmv_5_22 | pv_1562_22 | number_of_panels | 23
PV | GSO_143 | hvmv_5_22 | pv_1562_22 | panel_make_model | LG Neon R [LG370Q1C-V5]
PV | GSO_143 | hvmv_5_22 | pv_1562_22 | panel_rated_power | 370.0
PV | GSO_143 | hvmv_5_22 | pv_1562_22 | degradation_annual | 0.3
PV | GSO_143 | hvmv_5_22 | pv_1562_22 | generation_capacity | 10093
PV | GSO_143 | hvmv_5_22 | pv_1562_22 | inverter_make_model | SolarEdge HDWave
PV | GSO_143 | hvmv_5_22 | pv_1562_22 | degradation_25_years | 7.5
PV | GSO_143 | hvmv_5_22 | pv_1565_22 | name | pv_1565_22
PV | GSO_143 | hvmv_5_22 | pv_1565_22 | label | pv_1565_22
PV | GSO_143 | hvmv_5_22 | pv_1565_22 | sdp_id
PV | GSO_143 | hvmv_5_22 | pv_1565_22 | ac_size | 8350
PV | GSO_143 | hvmv_5_22 | pv_1565_22 | dc_size | 9240
PV | GSO_143 | hvmv_5_22 | pv_1565_22 | racking | carport
PV | GSO_143 | hvmv_5_22 | pv_1565_22 | meter_id | m_1565_22
PV | GSO_143 | hvmv_5_22 | pv_1565_22 | panel_area | 1.882146
PV | GSO_143 | hvmv_5_22 | pv_1565_22 | tilt_angle | 40
PV | GSO_143 | hvmv_5_22 | pv_1565_22 | azimuth_angle | 187
PV | GSO_143 | hvmv_5_22 | pv_1565_22 | voltage_level | LV
PV | GSO_143 | hvmv_5_22 | pv_1565_22 | dc_to_ac_ratio | 1.1065009408579007
PV | GSO_143 | hvmv_5_22 | pv_1565_22 | commission_date | 2022-01-13
PV | GSO_143 | hvmv_5_22 | pv_1565_22 | number_of_panels | 22
PV | GSO_143 | hvmv_5_22 | pv_1565_22 | panel_make_model | CanadianSolar [420HAG]
PV | GSO_143 | hvmv_5_22 | pv_1565_22 | panel_rated_power | 420.0
PV | GSO_143 | hvmv_5_22 | pv_1565_22 | degradation_annual | 0.35
PV | GSO_143 | hvmv_5_22 | pv_1565_22 | generation_capacity | 8929
PV | GSO_143 | hvmv_5_22 | pv_1565_22 | inverter_make_model | Fronius Primo
PV | GSO_143 | hvmv_5_22 | pv_1565_22 | degradation_25_years | 8.75
PV | GSO_143 | hvmv_5_22 | pv_2054_22 | name | pv_2054_22
PV | GSO_143 | hvmv_5_22 | pv_2054_22 | label | pv_2054_22
PV | GSO_143 | hvmv_5_22 | pv_2054_22 | sdp_id
PV | GSO_143 | hvmv_5_22 | pv_2054_22 | ac_size | 6167
PV | GSO_143 | hvmv_5_22 | pv_2054_22 | dc_size | 7400
PV | GSO_143 | hvmv_5_22 | pv_2054_22 | racking | carport
PV | GSO_143 | hvmv_5_22 | pv_2054_22 | meter_id | m_2054_22
PV | GSO_143 | hvmv_5_22 | pv_2054_22 | panel_area | 1.7272
PV | GSO_143 | hvmv_5_22 | pv_2054_22 | tilt_angle | 30
PV | GSO_143 | hvmv_5_22 | pv_2054_22 | azimuth_angle | 182
PV | GSO_143 | hvmv_5_22 | pv_2054_22 | voltage_level | LV
PV | GSO_143 | hvmv_5_22 | pv_2054_22 | dc_to_ac_ratio | 1.199910694675461
PV | GSO_143 | hvmv_5_22 | pv_2054_22 | commission_date | 2019-02-09
PV | GSO_143 | hvmv_5_22 | pv_2054_22 | number_of_panels | 20
PV | GSO_143 | hvmv_5_22 | pv_2054_22 | panel_make_model | LG Neon R [LG370Q1C-V5]
PV | GSO_143 | hvmv_5_22 | pv_2054_22 | panel_rated_power | 370.0
PV | GSO_143 | hvmv_5_22 | pv_2054_22 | degradation_annual | 0.3
PV | GSO_143 | hvmv_5_22 | pv_2054_22 | generation_capacity | 10170
PV | GSO_143 | hvmv_5_22 | pv_2054_22 | inverter_make_model | SMA Sunny Boy
PV | GSO_143 | hvmv_5_22 | pv_2054_22 | degradation_25_years | 7.5
PV | GSO_143 | hvmv_5_22 | pv_2254_22 | name | pv_2254_22
PV | GSO_143 | hvmv_5_22 | pv_2254_22 | label | pv_2254_22
PV | GSO_143 | hvmv_5_22 | pv_2254_22 | sdp_id
PV | GSO_143 | hvmv_5_22 | pv_2254_22 | ac_size | 6738
PV | GSO_143 | hvmv_5_22 | pv_2254_22 | dc_size | 7470
PV | GSO_143 | hvmv_5_22 | pv_2254_22 | racking | roof
PV | GSO_143 | hvmv_5_22 | pv_2254_22 | meter_id | m_2254_22
PV | GSO_143 | hvmv_5_22 | pv_2254_22 | panel_area | 1.915056
PV | GSO_143 | hvmv_5_22 | pv_2254_22 | tilt_angle | 43
PV | GSO_143 | hvmv_5_22 | pv_2254_22 | azimuth_angle | 188
PV | GSO_143 | hvmv_5_22 | pv_2254_22 | voltage_level | LV
PV | GSO_143 | hvmv_5_22 | pv_2254_22 | dc_to_ac_ratio | 1.108593803704557
PV | GSO_143 | hvmv_5_22 | pv_2254_22 | commission_date | 2021-06-28
PV | GSO_143 | hvmv_5_22 | pv_2254_22 | number_of_panels | 18
PV | GSO_143 | hvmv_5_22 | pv_2254_22 | panel_make_model | SunPower Maxeon3 [SPR-MAX6-415-BLK-E3-AC]
PV | GSO_143 | hvmv_5_22 | pv_2254_22 | panel_rated_power | 415.0
PV | GSO_143 | hvmv_5_22 | pv_2254_22 | degradation_annual | 0.25
PV | GSO_143 | hvmv_5_22 | pv_2254_22 | generation_capacity | 6896
PV | GSO_143 | hvmv_5_22 | pv_2254_22 | inverter_make_model | SMA Sunny Boy
PV | GSO_143 | hvmv_5_22 | pv_2254_22 | degradation_25_years | 6.25
PV | GSO_143 | hvmv_5_22 | pv_2262_22 | name | pv_2262_22
PV | GSO_143 | hvmv_5_22 | pv_2262_22 | label | pv_2262_22
PV | GSO_143 | hvmv_5_22 | pv_2262_22 | sdp_id
PV | GSO_143 | hvmv_5_22 | pv_2262_22 | ac_size | 6241
PV | GSO_143 | hvmv_5_22 | pv_2262_22 | dc_size | 7400
PV | GSO_143 | hvmv_5_22 | pv_2262_22 | racking | carport
PV | GSO_143 | hvmv_5_22 | pv_2262_22 | meter_id | m_2262_22
PV | GSO_143 | hvmv_5_22 | pv_2262_22 | panel_area | 1.748536
PV | GSO_143 | hvmv_5_22 | pv_2262_22 | tilt_angle | 34
PV | GSO_143 | hvmv_5_22 | pv_2262_22 | azimuth_angle | 171
PV | GSO_143 | hvmv_5_22 | pv_2262_22 | voltage_level | LV
PV | GSO_143 | hvmv_5_22 | pv_2262_22 | dc_to_ac_ratio | 1.1856098703170106
PV | GSO_143 | hvmv_5_22 | pv_2262_22 | commission_date | 2016-12-13
PV | GSO_143 | hvmv_5_22 | pv_2262_22 | number_of_panels | 20
PV | GSO_143 | hvmv_5_22 | pv_2262_22 | panel_make_model | Panasonic EverVolt [EVPV370]
PV | GSO_143 | hvmv_5_22 | pv_2262_22 | panel_rated_power | 370.0
PV | GSO_143 | hvmv_5_22 | pv_2262_22 | degradation_annual | 0.25
PV | GSO_143 | hvmv_5_22 | pv_2262_22 | generation_capacity | 8433
PV | GSO_143 | hvmv_5_22 | pv_2262_22 | inverter_make_model | SMA Sunny Boy
PV | GSO_143 | hvmv_5_22 | pv_2262_22 | degradation_25_years | 6.25
PV | GSO_143 | hvmv_5_22 | pv_2364_22 | name | pv_2364_22
PV | GSO_143 | hvmv_5_22 | pv_2364_22 | label | pv_2364_22
PV | GSO_143 | hvmv_5_22 | pv_2364_22 | sdp_id
PV | GSO_143 | hvmv_5_22 | pv_2364_22 | ac_size | 6606
PV | GSO_143 | hvmv_5_22 | pv_2364_22 | dc_size | 7770
PV | GSO_143 | hvmv_5_22 | pv_2364_22 | racking | roof
PV | GSO_143 | hvmv_5_22 | pv_2364_22 | meter_id | m_2364_22
PV | GSO_143 | hvmv_5_22 | pv_2364_22 | panel_area | 1.7272
PV | GSO_143 | hvmv_5_22 | pv_2364_22 | tilt_angle | 33
PV | GSO_143 | hvmv_5_22 | pv_2364_22 | azimuth_angle | 171
PV | GSO_143 | hvmv_5_22 | pv_2364_22 | voltage_level | LV
PV | GSO_143 | hvmv_5_22 | pv_2364_22 | dc_to_ac_ratio | 1.1760704610241584
PV | GSO_143 | hvmv_5_22 | pv_2364_22 | commission_date | 2024-03-18
PV | GSO_143 | hvmv_5_22 | pv_2364_22 | number_of_panels | 21
PV | GSO_143 | hvmv_5_22 | pv_2364_22 | panel_make_model | LG Neon R [LG370Q1C-V5]
PV | GSO_143 | hvmv_5_22 | pv_2364_22 | panel_rated_power | 370.0
PV | GSO_143 | hvmv_5_22 | pv_2364_22 | degradation_annual | 0.3
PV | GSO_143 | hvmv_5_22 | pv_2364_22 | generation_capacity | 6761
PV | GSO_143 | hvmv_5_22 | pv_2364_22 | inverter_make_model | SMA Sunny Boy
PV | GSO_143 | hvmv_5_22 | pv_2364_22 | degradation_25_years | 7.5
PV | GSO_143 | hvmv_5_22 | pv_2534_22 | name | pv_2534_22
PV | GSO_143 | hvmv_5_22 | pv_2534_22 | label | pv_2534_22
PV | GSO_143 | hvmv_5_22 | pv_2534_22 | sdp_id
PV | GSO_143 | hvmv_5_22 | pv_2534_22 | ac_size | 3741
PV | GSO_143 | hvmv_5_22 | pv_2534_22 | dc_size | 4200
PV | GSO_143 | hvmv_5_22 | pv_2534_22 | racking | carport
PV | GSO_143 | hvmv_5_22 | pv_2534_22 | meter_id | m_2534_22
PV | GSO_143 | hvmv_5_22 | pv_2534_22 | panel_area | 1.882146
PV | GSO_143 | hvmv_5_22 | pv_2534_22 | tilt_angle | 36
PV | GSO_143 | hvmv_5_22 | pv_2534_22 | azimuth_angle | 171
PV | GSO_143 | hvmv_5_22 | pv_2534_22 | voltage_level | LV
PV | GSO_143 | hvmv_5_22 | pv_2534_22 | dc_to_ac_ratio | 1.1225688374610105
PV | GSO_143 | hvmv_5_22 | pv_2534_22 | commission_date | 2018-06-10
PV | GSO_143 | hvmv_5_22 | pv_2534_22 | number_of_panels | 10
PV | GSO_143 | hvmv_5_22 | pv_2534_22 | panel_make_model | CanadianSolar [420HAG]
PV | GSO_143 | hvmv_5_22 | pv_2534_22 | panel_rated_power | 420.0
PV | GSO_143 | hvmv_5_22 | pv_2534_22 | degradation_annual | 0.35
PV | GSO_143 | hvmv_5_22 | pv_2534_22 | generation_capacity | 6620
PV | GSO_143 | hvmv_5_22 | pv_2534_22 | inverter_make_model | SMA Sunny Boy
PV | GSO_143 | hvmv_5_22 | pv_2534_22 | degradation_25_years | 8.75
PV | GSO_143 | hvmv_5_22 | pv_2558_22 | name | pv_2558_22
PV | GSO_143 | hvmv_5_22 | pv_2558_22 | label | pv_2558_22
PV | GSO_143 | hvmv_5_22 | pv_2558_22 | sdp_id
PV | GSO_143 | hvmv_5_22 | pv_2558_22 | ac_size | 6335
PV | GSO_143 | hvmv_5_22 | pv_2558_22 | dc_size | 7400
PV | GSO_143 | hvmv_5_22 | pv_2558_22 | racking | roof
PV | GSO_143 | hvmv_5_22 | pv_2558_22 | meter_id | m_2558_22
PV | GSO_143 | hvmv_5_22 | pv_2558_22 | panel_area | 1.748536
PV | GSO_143 | hvmv_5_22 | pv_2558_22 | tilt_angle | 43
PV | GSO_143 | hvmv_5_22 | pv_2558_22 | azimuth_angle | 169
PV | GSO_143 | hvmv_5_22 | pv_2558_22 | voltage_level | LV
PV | GSO_143 | hvmv_5_22 | pv_2558_22 | dc_to_ac_ratio | 1.1679901084168605
PV | GSO_143 | hvmv_5_22 | pv_2558_22 | commission_date | 2025-07-16
PV | GSO_143 | hvmv_5_22 | pv_2558_22 | number_of_panels | 20
PV | GSO_143 | hvmv_5_22 | pv_2558_22 | panel_make_model | Panasonic EverVolt [EVPV370]
PV | GSO_143 | hvmv_5_22 | pv_2558_22 | panel_rated_power | 370.0
PV | GSO_143 | hvmv_5_22 | pv_2558_22 | degradation_annual | 0.25
PV | GSO_143 | hvmv_5_22 | pv_2558_22 | generation_capacity | 6301
PV | GSO_143 | hvmv_5_22 | pv_2558_22 | inverter_make_model | Fronius Primo
PV | GSO_143 | hvmv_5_22 | pv_2558_22 | degradation_25_years | 6.25
PV | GSO_143 | hvmv_5_22 | pv_2583_22 | name | pv_2583_22
PV | GSO_143 | hvmv_5_22 | pv_2583_22 | label | pv_2583_22
PV | GSO_143 | hvmv_5_22 | pv_2583_22 | sdp_id
PV | GSO_143 | hvmv_5_22 | pv_2583_22 | ac_size | 6900
PV | GSO_143 | hvmv_5_22 | pv_2583_22 | dc_size | 8140
PV | GSO_143 | hvmv_5_22 | pv_2583_22 | racking | roof
PV | GSO_143 | hvmv_5_22 | pv_2583_22 | meter_id | m_2583_22
PV | GSO_143 | hvmv_5_22 | pv_2583_22 | panel_area | 1.7272
PV | GSO_143 | hvmv_5_22 | pv_2583_22 | tilt_angle | 44
PV | GSO_143 | hvmv_5_22 | pv_2583_22 | azimuth_angle | 175
PV | GSO_143 | hvmv_5_22 | pv_2583_22 | voltage_level | LV
PV | GSO_143 | hvmv_5_22 | pv_2583_22 | dc_to_ac_ratio | 1.1796131956514135
PV | GSO_143 | hvmv_5_22 | pv_2583_22 | commission_date | 2014-06-29
PV | GSO_143 | hvmv_5_22 | pv_2583_22 | number_of_panels | 22
PV | GSO_143 | hvmv_5_22 | pv_2583_22 | panel_make_model | LG Neon R [LG370Q1C-V5]
PV | GSO_143 | hvmv_5_22 | pv_2583_22 | panel_rated_power | 370.0
PV | GSO_143 | hvmv_5_22 | pv_2583_22 | degradation_annual | 0.3
PV | GSO_143 | hvmv_5_22 | pv_2583_22 | generation_capacity | 8916
PV | GSO_143 | hvmv_5_22 | pv_2583_22 | inverter_make_model | SMA Sunny Boy
PV | GSO_143 | hvmv_5_22 | pv_2583_22 | degradation_25_years | 7.5
PV | GSO_143 | hvmv_5_22 | pv_50_22 | name | pv_50_22
PV | GSO_143 | hvmv_5_22 | pv_50_22 | label | pv_50_22
PV | GSO_143 | hvmv_5_22 | pv_50_22 | sdp_id
PV | GSO_143 | hvmv_5_22 | pv_50_22 | ac_size | 6578
PV | GSO_143 | hvmv_5_22 | pv_50_22 | dc_size | 7885
PV | GSO_143 | hvmv_5_22 | pv_50_22 | racking | carport
PV | GSO_143 | hvmv_5_22 | pv_50_22 | meter_id | m_50_22
PV | GSO_143 | hvmv_5_22 | pv_50_22 | panel_area | 1.915056
PV | GSO_143 | hvmv_5_22 | pv_50_22 | tilt_angle | 35
PV | GSO_143 | hvmv_5_22 | pv_50_22 | azimuth_angle | 172
PV | GSO_143 | hvmv_5_22 | pv_50_22 | voltage_level | LV
PV | GSO_143 | hvmv_5_22 | pv_50_22 | dc_to_ac_ratio | 1.1985961032200974
PV | GSO_143 | hvmv_5_22 | pv_50_22 | commission_date | 2017-11-12
PV | GSO_143 | hvmv_5_22 | pv_50_22 | number_of_panels | 19
PV | GSO_143 | hvmv_5_22 | pv_50_22 | panel_make_model | SunPower Maxeon3 [SPR-MAX6-415-BLK-E3-AC]
PV | GSO_143 | hvmv_5_22 | pv_50_22 | panel_rated_power | 415.0
PV | GSO_143 | hvmv_5_22 | pv_50_22 | degradation_annual | 0.25
PV | GSO_143 | hvmv_5_22 | pv_50_22 | generation_capacity | 7295
PV | GSO_143 | hvmv_5_22 | pv_50_22 | inverter_make_model | SMA Sunny Boy
PV | GSO_143 | hvmv_5_22 | pv_50_22 | degradation_25_years | 6.25
PV | GSO_145 | hvmv_5_22 | pv_1165_22 | name | pv_1165_22
PV | GSO_145 | hvmv_5_22 | pv_1165_22 | label | pv_1165_22
PV | GSO_145 | hvmv_5_22 | pv_1165_22 | sdp_id
PV | GSO_145 | hvmv_5_22 | pv_1165_22 | ac_size | 7186
PV | GSO_145 | hvmv_5_22 | pv_1165_22 | dc_size | 8400
PV | GSO_145 | hvmv_5_22 | pv_1165_22 | racking | roof
PV | GSO_145 | hvmv_5_22 | pv_1165_22 | meter_id | m_1165_22
PV | GSO_145 | hvmv_5_22 | pv_1165_22 | panel_area | 1.882146
PV | GSO_145 | hvmv_5_22 | pv_1165_22 | tilt_angle | 44
PV | GSO_145 | hvmv_5_22 | pv_1165_22 | azimuth_angle | 184
PV | GSO_145 | hvmv_5_22 | pv_1165_22 | voltage_level | LV
PV | GSO_145 | hvmv_5_22 | pv_1165_22 | dc_to_ac_ratio | 1.1689274422205393
PV | GSO_145 | hvmv_5_22 | pv_1165_22 | commission_date | 2015-08-16
PV | GSO_145 | hvmv_5_22 | pv_1165_22 | number_of_panels | 20
PV | GSO_145 | hvmv_5_22 | pv_1165_22 | panel_make_model | CanadianSolar [420HAG]
PV | GSO_145 | hvmv_5_22 | pv_1165_22 | panel_rated_power | 420.0
PV | GSO_145 | hvmv_5_22 | pv_1165_22 | degradation_annual | 0.35
PV | GSO_145 | hvmv_5_22 | pv_1165_22 | generation_capacity | 6823
PV | GSO_145 | hvmv_5_22 | pv_1165_22 | inverter_make_model | Fronius Primo
PV | GSO_145 | hvmv_5_22 | pv_1165_22 | degradation_25_years | 8.75
PV | GSO_145 | hvmv_5_22 | pv_2732_22 | name | pv_2732_22
PV | GSO_145 | hvmv_5_22 | pv_2732_22 | label | pv_2732_22
PV | GSO_145 | hvmv_5_22 | pv_2732_22 | sdp_id
PV | GSO_145 | hvmv_5_22 | pv_2732_22 | ac_size | 73927
PV | GSO_145 | hvmv_5_22 | pv_2732_22 | dc_size | 81400
PV | GSO_145 | hvmv_5_22 | pv_2732_22 | racking | roof
PV | GSO_145 | hvmv_5_22 | pv_2732_22 | meter_id | m_2732_22
PV | GSO_145 | hvmv_5_22 | pv_2732_22 | panel_area | 1.748536
PV | GSO_145 | hvmv_5_22 | pv_2732_22 | tilt_angle | 37
PV | GSO_145 | hvmv_5_22 | pv_2732_22 | azimuth_angle | 176
PV | GSO_145 | hvmv_5_22 | pv_2732_22 | voltage_level | MV
PV | GSO_145 | hvmv_5_22 | pv_2732_22 | dc_to_ac_ratio | 1.101082759451087
PV | GSO_145 | hvmv_5_22 | pv_2732_22 | commission_date | 2015-11-28
PV | GSO_145 | hvmv_5_22 | pv_2732_22 | number_of_panels | 220
PV | GSO_145 | hvmv_5_22 | pv_2732_22 | panel_make_model | Panasonic EverVolt [EVPV370]
PV | GSO_145 | hvmv_5_22 | pv_2732_22 | panel_rated_power | 370.0
PV | GSO_145 | hvmv_5_22 | pv_2732_22 | degradation_annual | 0.25
PV | GSO_145 | hvmv_5_22 | pv_2732_22 | generation_capacity | 63041
PV | GSO_145 | hvmv_5_22 | pv_2732_22 | inverter_make_model | SolarEdge HDWave
PV | GSO_145 | hvmv_5_22 | pv_2732_22 | degradation_25_years | 6.25

## Resource_Meta_Summary
ResourceType | MetaKey | Occurrences | DistinctValues | ExampleValues | CapacityOrFlexRelevant
EV | active_charging_power | 50 | 6 | 3840 ¦ 24000 ¦ 17280 ¦ 7680 ¦ 7200 ¦ 135000 | TRUE
EV | active_generation_power | 50 | 1 | 0 | TRUE
EV | is_dc_charger | 50 | 2 | False ¦ True | TRUE
EV | charging_level | 50 | 2 | level_2 ¦ level_3 | FALSE
EV | connector_type | 50 | 3 | SAE J1772 ¦ [" CHAdeMO","CCS1"] ¦ TESLA | FALSE
EV | label | 50 | 50 | evch_1784_22 ¦ evch_786_22 ¦ evch_750_22 ¦ evch_16430_21 ¦ evch_39280_21 ¦ evch_39549_21 ¦ evch_46056_21 ¦ evch_47939_21 | FALSE
EV | lv_feeder | 50 | 1 |  | FALSE
EV | make_model | 50 | 7 | Grizzl-E EV Charger [GR1-14-24-P] ¦ Grizzl-E Kodian Single ¦ ChargePoint CP6000 Single ¦ Tesla Gen 3 Wall Connector [1457768-**-*] ¦ ChargePoint Home Flex [CPH50-NEMA14-50-L23] ¦ Flo Core+ ¦ Tesla Supercharger [Tesla] | FALSE
EV | max_current | 50 | 5 | 16 ¦ 112 ¦ 80 ¦ 32 ¦ 330 | FALSE
EV | max_voltage | 50 | 2 | 240 ¦ 410 | FALSE
EV | meter_id | 50 | 50 | m_1784_22 ¦ m_786_22 ¦ m_750_22 ¦ m_16430_21 ¦ m_39280_21 ¦ m_39549_21 ¦ m_46056_21 ¦ m_47939_21 | FALSE
EV | name | 50 | 50 | evch_1784_22 ¦ evch_786_22 ¦ evch_750_22 ¦ evch_16430_21 ¦ evch_39280_21 ¦ evch_39549_21 ¦ evch_46056_21 ¦ evch_47939_21 | FALSE
EV | ownership | 50 | 1 | private | FALSE
EV | parent_transformer_id | 50 | 50 | tr_1447_22 ¦ tr_1451_22 ¦ tr_831_22 ¦ tr_10249_21 ¦ tr_421_21 ¦ tr_477_21 ¦ tr_1020_21 ¦ tr_3863_21 | FALSE
EV | sdp_id | 50 | 1 |  | FALSE
EV | voltage_level | 50 | 1 | LV | FALSE
PV | ac_size | 43 | 43 | 3195 ¦ 3102 ¦ 12483 ¦ 6700 ¦ 2917 ¦ 7473 ¦ 3979 ¦ 11553 | TRUE
PV | dc_size | 43 | 31 | 3735 ¦ 3700 ¦ 14525 ¦ 7560 ¦ 3320 ¦ 8510 ¦ 4440 ¦ 12950 | TRUE
PV | generation_capacity | 43 | 43 | 5156 ¦ 5349 ¦ 13905 ¦ 8699 ¦ 4506 ¦ 9269 ¦ 6163 ¦ 8681 | TRUE
PV | panel_rated_power | 43 | 3 | 415.0 ¦ 370.0 ¦ 420.0 | TRUE
PV | azimuth_angle | 43 | 19 | 187 ¦ 175 ¦ 179 ¦ 178 ¦ 177 ¦ 169 ¦ 166 ¦ 186 | FALSE
PV | commission_date | 43 | 43 | 2024-04-24 ¦ 2020-06-03 ¦ 2010-02-15 ¦ 2022-12-02 ¦ 2020-05-10 ¦ 2025-12-19 ¦ 2026-07-12 ¦ 2011-06-28 | FALSE
PV | dc_to_ac_ratio | 43 | 43 | 1.1687525160383407 ¦ 1.192489486883788 ¦ 1.1635434999598835 ¦ 1.1283566276359258 ¦ 1.1379648368102833 ¦ 1.1387024662974072 ¦ 1.115584871429929 ¦ 1.1208401743958252 | FALSE
PV | degradation_25_years | 43 | 3 | 6.25 ¦ 7.5 ¦ 8.75 | FALSE
PV | degradation_annual | 43 | 3 | 0.25 ¦ 0.3 ¦ 0.35 | FALSE
PV | inverter_make_model | 43 | 3 | SMA Sunny Boy ¦ SolarEdge HDWave ¦ Fronius Primo | FALSE
PV | label | 43 | 43 | pv_1881_22 ¦ pv_761_22 ¦ pv_510_22 ¦ pv_37225_21 ¦ pv_38784_21 ¦ pv_42391_21 ¦ pv_49103_21 ¦ pv_49251_21 | FALSE
PV | meter_id | 43 | 43 | m_1881_22 ¦ m_761_22 ¦ m_510_22 ¦ m_37225_21 ¦ m_38784_21 ¦ m_42391_21 ¦ m_49103_21 ¦ m_49251_21 | FALSE
PV | name | 43 | 43 | pv_1881_22 ¦ pv_761_22 ¦ pv_510_22 ¦ pv_37225_21 ¦ pv_38784_21 ¦ pv_42391_21 ¦ pv_49103_21 ¦ pv_49251_21 | FALSE
PV | number_of_panels | 43 | 21 | 9 ¦ 10 ¦ 35 ¦ 18 ¦ 8 ¦ 23 ¦ 12 ¦ 19 | FALSE
PV | panel_area | 43 | 4 | 1.915056 ¦ 1.7272 ¦ 1.882146 ¦ 1.748536 | FALSE
PV | panel_make_model | 43 | 4 | SunPower Maxeon3 [SPR-MAX6-415-BLK-E3-AC] ¦ LG Neon R [LG370Q1C-V5] ¦ CanadianSolar [420HAG] ¦ Panasonic EverVolt [EVPV370] | FALSE
PV | racking | 43 | 2 | carport ¦ roof | FALSE
PV | sdp_id | 43 | 1 |  | FALSE
PV | tilt_angle | 43 | 15 | 36 ¦ 43 ¦ 32 ¦ 40 ¦ 39 ¦ 42 ¦ 37 ¦ 44 | FALSE
PV | voltage_level | 43 | 2 | LV ¦ MV | FALSE

## Resource_Data_Sources
GridID | ElementID | DataSourceID | DataSourceType | Provider | Metrics | FriendlyID | Phase | Direction | ValidRange | ResourceType | SubstationID | IsCandidateFeeder | ResourceMatchBasis | MetricList | ChosenPowerMetric | HasPowerOrEnergyMetric
GSO_121 | evch_1784_22 | a3ce4a77-ee9e-4275-8bf6-657d89510a50 | TRUE_CONSUMPTION | SMART_ev_data | ["kWh"] | evch_1784_22 | B |  | [2024-01-01 05:00:00+00:00, None) | EV | hvmv_1_22 | TRUE | TYPE_OR_CUSTOMER_TYPE | ["kWh"] | kWh | TRUE
GSO_121 | pv_1881_22 | 9513b976-f6af-42a3-b427-2a9bc3c87e29 | TRUE_GENERATION | SMART_pv_data | ["kWh"] | pv_1881_22 | A |  | [2024-04-24 05:00:00+00:00, None) | PV | hvmv_1_22 | TRUE | TYPE_OR_CUSTOMER_TYPE | ["kWh"] | kWh | TRUE
GSO_121 | pv_761_22 | 4a84b5de-a462-45fc-a346-ac19bec24226 | TRUE_GENERATION | SMART_pv_data | ["kWh"] | pv_761_22 | C |  | [2024-01-01 05:00:00+00:00, None) | PV | hvmv_1_22 | TRUE | TYPE_OR_CUSTOMER_TYPE | ["kWh"] | kWh | TRUE
GSO_123 | evch_786_22 | 2a36a6b1-ba81-4f24-92c7-a89845b67d39 | TRUE_CONSUMPTION | SMART_ev_data | ["kWh"] | evch_786_22 | ABC |  | [2024-01-01 05:00:00+00:00, None) | EV | hvmv_1_22 | TRUE | TYPE_OR_CUSTOMER_TYPE | ["kWh"] | kWh | TRUE
GSO_124 | evch_750_22 | b979fb49-3a70-4885-88e9-29679cc53d96 | TRUE_CONSUMPTION | SMART_ev_data | ["kWh"] | evch_750_22 | B |  | [2024-01-01 05:00:00+00:00, None) | EV | hvmv_1_22 | TRUE | TYPE_OR_CUSTOMER_TYPE | ["kWh"] | kWh | TRUE
GSO_125 | pv_510_22 | 57b86e57-f5eb-47e7-9a1c-2c41cc52d0bf | TRUE_GENERATION | SMART_pv_data | ["kWh"] | pv_510_22 | ABC |  | [2024-01-01 05:00:00+00:00, None) | PV | hvmv_2_22 | FALSE | TYPE_OR_CUSTOMER_TYPE | ["kWh"] | kWh | TRUE
GSO_142 | evch_1402_22 | d0fda3a8-1d6d-423c-9787-2948056f8a3b | TRUE_CONSUMPTION | SMART_ev_data | ["kWh"] | evch_1402_22 | A |  | [2024-01-01 05:00:00+00:00, None) | EV | hvmv_5_22 | TRUE | TYPE_OR_CUSTOMER_TYPE | ["kWh"] | kWh | TRUE
GSO_142 | evch_1837_22 | caf5d322-d1e7-4e37-82de-2bdb8eee2e2f | TRUE_CONSUMPTION | SMART_ev_data | ["kWh"] | evch_1837_22 | C |  | [2024-01-01 05:00:00+00:00, None) | EV | hvmv_5_22 | TRUE | TYPE_OR_CUSTOMER_TYPE | ["kWh"] | kWh | TRUE
GSO_142 | evch_2110_22 | 881989b1-05f8-468a-adf3-b8625ed2a912 | TRUE_CONSUMPTION | SMART_ev_data | ["kWh"] | evch_2110_22 | A |  | [2024-01-01 05:00:00+00:00, None) | EV | hvmv_5_22 | TRUE | TYPE_OR_CUSTOMER_TYPE | ["kWh"] | kWh | TRUE
GSO_142 | evch_2122_22 | 4b1f5e87-2e63-40a9-8209-c58e37e5b284 | TRUE_CONSUMPTION | SMART_ev_data | ["kWh"] | evch_2122_22 | ABC |  | [2024-01-01 05:00:00+00:00, None) | EV | hvmv_5_22 | TRUE | TYPE_OR_CUSTOMER_TYPE | ["kWh"] | kWh | TRUE
GSO_142 | pv_1483_22 | cfa575bd-3a32-4da5-ba9a-07fbe3f703fa | TRUE_GENERATION | SMART_pv_data | ["kWh"] | pv_1483_22 | ABC |  | [2024-01-01 05:00:00+00:00, None) | PV | hvmv_5_22 | TRUE | TYPE_OR_CUSTOMER_TYPE | ["kWh"] | kWh | TRUE
GSO_143 | evch_134_22 | 63bf1aa1-1e93-4753-be9c-6d1dc5fea7fd | TRUE_CONSUMPTION | SMART_ev_data | ["kWh"] | evch_134_22 | A |  | [2024-01-01 05:00:00+00:00, None) | EV | hvmv_5_22 | FALSE | TYPE_OR_CUSTOMER_TYPE | ["kWh"] | kWh | TRUE
GSO_143 | evch_1412_22 | 4fb7341a-572f-4a92-bfff-3b3e8f71ac80 | TRUE_CONSUMPTION | SMART_ev_data | ["kWh"] | evch_1412_22 | A |  | [2024-01-01 05:00:00+00:00, None) | EV | hvmv_5_22 | FALSE | TYPE_OR_CUSTOMER_TYPE | ["kWh"] | kWh | TRUE
GSO_143 | evch_153_22 | c19d37ac-54a4-47e3-a022-68393a3a563f | TRUE_CONSUMPTION | SMART_ev_data | ["kWh"] | evch_153_22 | B |  | [2024-01-01 05:00:00+00:00, None) | EV | hvmv_5_22 | FALSE | TYPE_OR_CUSTOMER_TYPE | ["kWh"] | kWh | TRUE
GSO_143 | evch_1758_22 | 40717c1b-96b8-45cc-9826-6783d84473b2 | TRUE_CONSUMPTION | SMART_ev_data | ["kWh"] | evch_1758_22 | C |  | [2024-01-01 05:00:00+00:00, None) | EV | hvmv_5_22 | FALSE | TYPE_OR_CUSTOMER_TYPE | ["kWh"] | kWh | TRUE
GSO_143 | evch_1994_22 | 0b0282b9-52dd-444b-99f4-e27d17daad92 | TRUE_CONSUMPTION | SMART_ev_data | ["kWh"] | evch_1994_22 | C |  | [2024-01-01 05:00:00+00:00, None) | EV | hvmv_5_22 | FALSE | TYPE_OR_CUSTOMER_TYPE | ["kWh"] | kWh | TRUE
GSO_143 | evch_1995_22 | acd19f5a-c0c9-4951-ad94-2cb8b41d1881 | TRUE_CONSUMPTION | SMART_ev_data | ["kWh"] | evch_1995_22 | B |  | [2024-01-01 05:00:00+00:00, None) | EV | hvmv_5_22 | FALSE | TYPE_OR_CUSTOMER_TYPE | ["kWh"] | kWh | TRUE
GSO_143 | evch_2007_22 | 56a7dd05-e3e0-471d-9997-214e37a73048 | TRUE_CONSUMPTION | SMART_ev_data | ["kWh"] | evch_2007_22 | A |  | [2024-01-01 05:00:00+00:00, None) | EV | hvmv_5_22 | FALSE | TYPE_OR_CUSTOMER_TYPE | ["kWh"] | kWh | TRUE
GSO_143 | evch_2105_22 | 4f60417c-eae4-4373-8748-22040121380b | TRUE_CONSUMPTION | SMART_ev_data | ["kWh"] | evch_2105_22 | B |  | [2024-01-01 05:00:00+00:00, None) | EV | hvmv_5_22 | FALSE | TYPE_OR_CUSTOMER_TYPE | ["kWh"] | kWh | TRUE
GSO_143 | evch_2146_22 | 411951d8-b3b4-4416-b600-7a796db509a8 | TRUE_CONSUMPTION | SMART_ev_data | ["kWh"] | evch_2146_22 | A |  | [2024-01-01 05:00:00+00:00, None) | EV | hvmv_5_22 | FALSE | TYPE_OR_CUSTOMER_TYPE | ["kWh"] | kWh | TRUE
GSO_143 | evch_2256_22 | 93ae00ba-571b-4cd4-9e51-c7c20ecd0113 | TRUE_CONSUMPTION | SMART_ev_data | ["kWh"] | evch_2256_22 | B |  | [2024-01-01 05:00:00+00:00, None) | EV | hvmv_5_22 | FALSE | TYPE_OR_CUSTOMER_TYPE | ["kWh"] | kWh | TRUE
GSO_143 | evch_2325_22 | 3b6240cf-54ea-4d58-9cf1-8e80346b108e | TRUE_CONSUMPTION | SMART_ev_data | ["kWh"] | evch_2325_22 | C |  | [2024-01-01 05:00:00+00:00, None) | EV | hvmv_5_22 | FALSE | TYPE_OR_CUSTOMER_TYPE | ["kWh"] | kWh | TRUE
GSO_143 | evch_2532_22 | b8d76564-5ae9-407f-b1aa-c51688a303b5 | TRUE_CONSUMPTION | SMART_ev_data | ["kWh"] | evch_2532_22 | A |  | [2024-01-01 05:00:00+00:00, None) | EV | hvmv_5_22 | FALSE | TYPE_OR_CUSTOMER_TYPE | ["kWh"] | kWh | TRUE
GSO_143 | pv_1562_22 | 3691e666-ec86-49e6-ab23-6028a1ddc920 | TRUE_GENERATION | SMART_pv_data | ["kWh"] | pv_1562_22 | C |  | [2024-01-01 05:00:00+00:00, None) | PV | hvmv_5_22 | FALSE | TYPE_OR_CUSTOMER_TYPE | ["kWh"] | kWh | TRUE
GSO_143 | pv_1565_22 | 724fe435-45a2-44b0-b0a7-4b8a74b999aa | TRUE_GENERATION | SMART_pv_data | ["kWh"] | pv_1565_22 | B |  | [2024-01-01 05:00:00+00:00, None) | PV | hvmv_5_22 | FALSE | TYPE_OR_CUSTOMER_TYPE | ["kWh"] | kWh | TRUE
GSO_143 | pv_2054_22 | 15e389af-ea5a-4048-9e73-85075f8ae2cc | TRUE_GENERATION | SMART_pv_data | ["kWh"] | pv_2054_22 | A |  | [2024-01-01 05:00:00+00:00, None) | PV | hvmv_5_22 | FALSE | TYPE_OR_CUSTOMER_TYPE | ["kWh"] | kWh | TRUE
GSO_143 | pv_2254_22 | 99f57440-c5d3-464d-b97a-5fdb1752aecf | TRUE_GENERATION | SMART_pv_data | ["kWh"] | pv_2254_22 | B |  | [2024-01-01 05:00:00+00:00, None) | PV | hvmv_5_22 | FALSE | TYPE_OR_CUSTOMER_TYPE | ["kWh"] | kWh | TRUE
GSO_143 | pv_2262_22 | a8c90d4f-8c9d-4526-9a39-3e0faf25ebea | TRUE_GENERATION | SMART_pv_data | ["kWh"] | pv_2262_22 | B |  | [2024-01-01 05:00:00+00:00, None) | PV | hvmv_5_22 | FALSE | TYPE_OR_CUSTOMER_TYPE | ["kWh"] | kWh | TRUE
GSO_143 | pv_2364_22 | 56387098-8a90-4277-8b36-a4ac952152c0 | TRUE_GENERATION | SMART_pv_data | ["kWh"] | pv_2364_22 | C |  | [2024-03-18 05:00:00+00:00, None) | PV | hvmv_5_22 | FALSE | TYPE_OR_CUSTOMER_TYPE | ["kWh"] | kWh | TRUE
GSO_143 | pv_2534_22 | 014ee1aa-6a13-4fd0-afd7-10026faffc88 | TRUE_GENERATION | SMART_pv_data | ["kWh"] | pv_2534_22 | A |  | [2024-01-01 05:00:00+00:00, None) | PV | hvmv_5_22 | FALSE | TYPE_OR_CUSTOMER_TYPE | ["kWh"] | kWh | TRUE
GSO_143 | pv_2558_22 | 05f3527a-45f9-4ee7-a41d-3e6b8448f2e4 | TRUE_GENERATION | SMART_pv_data | ["kWh"] | pv_2558_22 | C |  | [2025-07-16 05:00:00+00:00, None) | PV | hvmv_5_22 | FALSE | TYPE_OR_CUSTOMER_TYPE | ["kWh"] | kWh | TRUE
GSO_143 | pv_2583_22 | e97e8401-f9f4-47ae-8330-9e7e73d951c2 | TRUE_GENERATION | SMART_pv_data | ["kWh"] | pv_2583_22 | B |  | [2024-01-01 05:00:00+00:00, None) | PV | hvmv_5_22 | FALSE | TYPE_OR_CUSTOMER_TYPE | ["kWh"] | kWh | TRUE
GSO_143 | pv_50_22 | fb967238-ba96-4b7a-b6ed-4e8e834c004f | TRUE_GENERATION | SMART_pv_data | ["kWh"] | pv_50_22 | A |  | [2024-01-01 05:00:00+00:00, None) | PV | hvmv_5_22 | FALSE | TYPE_OR_CUSTOMER_TYPE | ["kWh"] | kWh | TRUE
GSO_145 | evch_1182_22 | c851453b-f572-433f-8d19-d82060f107ec | TRUE_CONSUMPTION | SMART_ev_data | ["kWh"] | evch_1182_22 | C |  | [2024-01-01 05:00:00+00:00, None) | EV | hvmv_5_22 | TRUE | TYPE_OR_CUSTOMER_TYPE | ["kWh"] | kWh | TRUE
GSO_145 | evch_2398_22 | 5540b17c-d03d-4a0a-8de9-4be46b43ce98 | TRUE_CONSUMPTION | SMART_ev_data | ["kWh"] | evch_2398_22 | C |  | [2024-01-01 05:00:00+00:00, None) | EV | hvmv_5_22 | TRUE | TYPE_OR_CUSTOMER_TYPE | ["kWh"] | kWh | TRUE
GSO_145 | evch_752_22 | d5f3495e-5710-4fc9-b796-2633a422a626 | TRUE_CONSUMPTION | SMART_ev_data | ["kWh"] | evch_752_22 | C |  | [2024-01-01 05:00:00+00:00, None) | EV | hvmv_5_22 | TRUE | TYPE_OR_CUSTOMER_TYPE | ["kWh"] | kWh | TRUE
GSO_145 | evch_814_22 | e55e023b-c0b2-4b42-91b4-3314502627eb | TRUE_CONSUMPTION | SMART_ev_data | ["kWh"] | evch_814_22 | C |  | [2024-01-01 05:00:00+00:00, None) | EV | hvmv_5_22 | TRUE | TYPE_OR_CUSTOMER_TYPE | ["kWh"] | kWh | TRUE
GSO_145 | pv_1165_22 | 0f9234e7-4ff6-44df-8a11-3a4577a8a840 | TRUE_GENERATION | SMART_pv_data | ["kWh"] | pv_1165_22 | B |  | [2024-01-01 05:00:00+00:00, None) | PV | hvmv_5_22 | TRUE | TYPE_OR_CUSTOMER_TYPE | ["kWh"] | kWh | TRUE
GSO_145 | pv_2732_22 | e210e86e-fb41-4314-a496-1c8123feab68 | TRUE_GENERATION | SMART_pv_data | ["kWh"] | pv_2732_22 | ABC |  | [2024-01-01 05:00:00+00:00, None) | PV | hvmv_5_22 | TRUE | TYPE_OR_CUSTOMER_TYPE | ["kWh"] | kWh | TRUE
GSO_17 | evch_16430_21 | ed522e0f-aff5-4fd9-b667-4d8723e49bc5 | TRUE_CONSUMPTION | SMART_ev_data | ["kWh"] | evch_16430_21 | A |  | [2024-01-01 05:00:00+00:00, None) | EV | hvmv_4_21 | FALSE | TYPE_OR_CUSTOMER_TYPE | ["kWh"] | kWh | TRUE
GSO_17 | evch_39280_21 | 20a419fd-835c-4c2b-84e2-3908ae43234b | TRUE_CONSUMPTION | SMART_ev_data | ["kWh"] | evch_39280_21 | A |  | [2024-01-01 05:00:00+00:00, None) | EV | hvmv_4_21 | FALSE | TYPE_OR_CUSTOMER_TYPE | ["kWh"] | kWh | TRUE
GSO_17 | evch_39549_21 | 64ea88f2-fcb7-4e1e-af92-8f3e5ee18543 | TRUE_CONSUMPTION | SMART_ev_data | ["kWh"] | evch_39549_21 | C |  | [2024-01-01 05:00:00+00:00, None) | EV | hvmv_4_21 | FALSE | TYPE_OR_CUSTOMER_TYPE | ["kWh"] | kWh | TRUE
GSO_17 | evch_46056_21 | 10e60952-e9b3-4f3d-8097-4bea2434e001 | TRUE_CONSUMPTION | SMART_ev_data | ["kWh"] | evch_46056_21 | B |  | [2024-01-01 05:00:00+00:00, None) | EV | hvmv_4_21 | FALSE | TYPE_OR_CUSTOMER_TYPE | ["kWh"] | kWh | TRUE
GSO_17 | evch_47939_21 | 2a1d607c-c632-4ccc-a7b8-2dd68801e422 | TRUE_CONSUMPTION | SMART_ev_data | ["kWh"] | evch_47939_21 | C |  | [2024-01-01 05:00:00+00:00, None) | EV | hvmv_4_21 | FALSE | TYPE_OR_CUSTOMER_TYPE | ["kWh"] | kWh | TRUE
GSO_17 | evch_49783_21 | 778f21fe-6261-4e98-b495-02b86efbe95d | TRUE_CONSUMPTION | SMART_ev_data | ["kWh"] | evch_49783_21 | B |  | [2024-01-01 05:00:00+00:00, None) | EV | hvmv_4_21 | FALSE | TYPE_OR_CUSTOMER_TYPE | ["kWh"] | kWh | TRUE
GSO_17 | evch_49917_21 | 3d3d9959-48c1-49a5-8991-16562334f97c | TRUE_CONSUMPTION | SMART_ev_data | ["kWh"] | evch_49917_21 | C |  | [2024-01-01 05:00:00+00:00, None) | EV | hvmv_4_21 | FALSE | TYPE_OR_CUSTOMER_TYPE | ["kWh"] | kWh | TRUE
GSO_17 | evch_50324_21 | 83cc850b-6c8b-4c06-9079-217aba981220 | TRUE_CONSUMPTION | SMART_ev_data | ["kWh"] | evch_50324_21 | C |  | [2024-01-01 05:00:00+00:00, None) | EV | hvmv_4_21 | FALSE | TYPE_OR_CUSTOMER_TYPE | ["kWh"] | kWh | TRUE
GSO_17 | evch_54333_21 | 06b3fdb4-3be2-41fd-b9ba-efcbf14f336a | TRUE_CONSUMPTION | SMART_ev_data | ["kWh"] | evch_54333_21 | C |  | [2024-01-01 05:00:00+00:00, None) | EV | hvmv_4_21 | FALSE | TYPE_OR_CUSTOMER_TYPE | ["kWh"] | kWh | TRUE
GSO_17 | evch_56746_21 | 7ed0d638-b8a6-4889-96cf-ef1ff7e16238 | TRUE_CONSUMPTION | SMART_ev_data | ["kWh"] | evch_56746_21 | A |  | [2024-01-01 05:00:00+00:00, None) | EV | hvmv_4_21 | FALSE | TYPE_OR_CUSTOMER_TYPE | ["kWh"] | kWh | TRUE
GSO_17 | pv_37225_21 | 93a96bc4-ac1e-4724-9475-57c4c03381b5 | TRUE_GENERATION | SMART_pv_data | ["kWh"] | pv_37225_21 | B |  | [2024-01-01 05:00:00+00:00, None) | PV | hvmv_4_21 | FALSE | TYPE_OR_CUSTOMER_TYPE | ["kWh"] | kWh | TRUE
GSO_17 | pv_38784_21 | f938147b-6b1c-436c-8c1b-a488cf9a8d7c | TRUE_GENERATION | SMART_pv_data | ["kWh"] | pv_38784_21 | C |  | [2024-01-01 05:00:00+00:00, None) | PV | hvmv_4_21 | FALSE | TYPE_OR_CUSTOMER_TYPE | ["kWh"] | kWh | TRUE
GSO_17 | pv_42391_21 | 38684530-f482-442e-8146-6cc1d21444d7 | TRUE_GENERATION | SMART_pv_data | ["kWh"] | pv_42391_21 | B |  | [2025-12-19 06:00:00+00:00, None) | PV | hvmv_4_21 | FALSE | TYPE_OR_CUSTOMER_TYPE | ["kWh"] | kWh | TRUE
GSO_17 | pv_49103_21 | 1985249d-1513-4f8f-9e02-f4ddd3ce840d | TRUE_GENERATION | SMART_pv_data | ["kWh"] | pv_49103_21 | B |  | [2026-07-12 05:00:00+00:00, None) | PV | hvmv_4_21 | FALSE | TYPE_OR_CUSTOMER_TYPE | ["kWh"] | kWh | TRUE
GSO_17 | pv_49251_21 | 80635f94-1f6e-4273-b0dd-ff63d51d282c | TRUE_GENERATION | SMART_pv_data | ["kWh"] | pv_49251_21 | A |  | [2024-01-01 05:00:00+00:00, None) | PV | hvmv_4_21 | FALSE | TYPE_OR_CUSTOMER_TYPE | ["kWh"] | kWh | TRUE
GSO_17 | pv_49510_21 | a98ad579-1e6b-42d0-ae0f-07957ee75b5a | TRUE_GENERATION | SMART_pv_data | ["kWh"] | pv_49510_21 | B |  | [2026-08-01 05:00:00+00:00, None) | PV | hvmv_4_21 | FALSE | TYPE_OR_CUSTOMER_TYPE | ["kWh"] | kWh | TRUE
GSO_17 | pv_51409_21 | 90f76467-f830-482f-a360-e7b36871d419 | TRUE_GENERATION | SMART_pv_data | ["kWh"] | pv_51409_21 | A |  | [2026-10-07 05:00:00+00:00, None) | PV | hvmv_4_21 | FALSE | TYPE_OR_CUSTOMER_TYPE | ["kWh"] | kWh | TRUE
GSO_17 | pv_51737_21 | 1d9b51ab-91a2-4d57-8d5e-e956f6780eaa | TRUE_GENERATION | SMART_pv_data | ["kWh"] | pv_51737_21 | C |  | [2024-01-01 05:00:00+00:00, None) | PV | hvmv_4_21 | FALSE | TYPE_OR_CUSTOMER_TYPE | ["kWh"] | kWh | TRUE
GSO_18 | evch_2029_21 | 4f5ad2db-94ac-475d-9044-6df9801590cd | TRUE_CONSUMPTION | SMART_ev_data | ["kWh"] | evch_2029_21 | ABC |  | [2024-01-01 05:00:00+00:00, None) | EV | hvmv_4_21 | TRUE | TYPE_OR_CUSTOMER_TYPE | ["kWh"] | kWh | TRUE
GSO_18 | evch_33350_21 | f1748b04-bd65-455e-8baf-8a0d877a8adb | TRUE_CONSUMPTION | SMART_ev_data | ["kWh"] | evch_33350_21 | ABC |  | [2024-01-01 05:00:00+00:00, None) | EV | hvmv_4_21 | TRUE | TYPE_OR_CUSTOMER_TYPE | ["kWh"] | kWh | TRUE
GSO_18 | evch_426_21 | 3fe8d9e6-3d9e-4b0f-b7bd-f52cfdb0b6f0 | TRUE_CONSUMPTION | SMART_ev_data | ["kWh"] | evch_426_21 | ABC |  | [2024-01-01 05:00:00+00:00, None) | EV | hvmv_4_21 | TRUE | TYPE_OR_CUSTOMER_TYPE | ["kWh"] | kWh | TRUE
GSO_18 | evch_51468_21 | 93650306-6920-4890-93fb-9e479a40c1b8 | TRUE_CONSUMPTION | SMART_ev_data | ["kWh"] | evch_51468_21 | C |  | [2024-01-01 05:00:00+00:00, None) | EV | hvmv_4_21 | TRUE | TYPE_OR_CUSTOMER_TYPE | ["kWh"] | kWh | TRUE
GSO_18 | pv_33284_21 | a8a069ec-7bb0-483b-b28b-edd9de33b708 | TRUE_GENERATION | SMART_pv_data | ["kWh"] | pv_33284_21 | B |  | [2024-01-01 05:00:00+00:00, None) | PV | hvmv_4_21 | TRUE | TYPE_OR_CUSTOMER_TYPE | ["kWh"] | kWh | TRUE
GSO_18 | pv_42413_21 | f4cc60fb-bd3e-4579-a0ee-2ad96e37c981 | TRUE_GENERATION | SMART_pv_data | ["kWh"] | pv_42413_21 | B |  | [2024-01-01 05:00:00+00:00, None) | PV | hvmv_4_21 | TRUE | TYPE_OR_CUSTOMER_TYPE | ["kWh"] | kWh | TRUE
GSO_18 | pv_44989_21 | f04ac68d-97bb-4e0c-8df2-fb5aae9f350f | TRUE_GENERATION | SMART_pv_data | ["kWh"] | pv_44989_21 | C |  | [2024-01-01 05:00:00+00:00, None) | PV | hvmv_4_21 | TRUE | TYPE_OR_CUSTOMER_TYPE | ["kWh"] | kWh | TRUE
GSO_18 | pv_49202_21 | 96d60763-d5d9-41ba-8243-95df9cbecf72 | TRUE_GENERATION | SMART_pv_data | ["kWh"] | pv_49202_21 | B |  | [2026-10-13 05:00:00+00:00, None) | PV | hvmv_4_21 | TRUE | TYPE_OR_CUSTOMER_TYPE | ["kWh"] | kWh | TRUE
GSO_18 | pv_59999_21 | 260474c7-4427-450b-9808-4a68a1b4ce0b | TRUE_GENERATION | SMART_pv_data | ["kWh"] | pv_59999_21 | ABC |  | [2024-01-01 05:00:00+00:00, None) | PV | hvmv_4_21 | TRUE | TYPE_OR_CUSTOMER_TYPE | ["kWh"] | kWh | TRUE
GSO_19 | evch_40874_21 | 890fe726-73b1-4064-946f-8939c86910c1 | TRUE_CONSUMPTION | SMART_ev_data | ["kWh"] | evch_40874_21 | B |  | [2024-01-01 05:00:00+00:00, None) | EV | hvmv_4_21 | FALSE | TYPE_OR_CUSTOMER_TYPE | ["kWh"] | kWh | TRUE
GSO_19 | evch_42396_21 | a5f8e93d-d8c2-402d-bb56-eda5d3532e47 | TRUE_CONSUMPTION | SMART_ev_data | ["kWh"] | evch_42396_21 | C |  | [2024-01-01 05:00:00+00:00, None) | EV | hvmv_4_21 | FALSE | TYPE_OR_CUSTOMER_TYPE | ["kWh"] | kWh | TRUE
GSO_19 | evch_42724_21 | df2a36a9-191e-4453-adb1-ca110d7e0999 | TRUE_CONSUMPTION | SMART_ev_data | ["kWh"] | evch_42724_21 | B |  | [2024-01-01 05:00:00+00:00, None) | EV | hvmv_4_21 | FALSE | TYPE_OR_CUSTOMER_TYPE | ["kWh"] | kWh | TRUE
GSO_19 | evch_43143_21 | b2c0def2-d8e6-48d0-95c6-0a8c7c6f703f | TRUE_CONSUMPTION | SMART_ev_data | ["kWh"] | evch_43143_21 | C |  | [2024-01-01 05:00:00+00:00, None) | EV | hvmv_4_21 | FALSE | TYPE_OR_CUSTOMER_TYPE | ["kWh"] | kWh | TRUE
GSO_19 | evch_44404_21 | 452f061f-9602-49ac-9c8f-8bf5275fd88d | TRUE_CONSUMPTION | SMART_ev_data | ["kWh"] | evch_44404_21 | C |  | [2024-01-01 05:00:00+00:00, None) | EV | hvmv_4_21 | FALSE | TYPE_OR_CUSTOMER_TYPE | ["kWh"] | kWh | TRUE
GSO_19 | evch_47656_21 | 909520a7-1307-43de-9b96-6e007ba66d10 | TRUE_CONSUMPTION | SMART_ev_data | ["kWh"] | evch_47656_21 | B |  | [2024-01-01 05:00:00+00:00, None) | EV | hvmv_4_21 | FALSE | TYPE_OR_CUSTOMER_TYPE | ["kWh"] | kWh | TRUE
GSO_19 | evch_48835_21 | d24d188d-e9b8-438b-9f36-60ea3ca42377 | TRUE_CONSUMPTION | SMART_ev_data | ["kWh"] | evch_48835_21 | A |  | [2024-01-01 05:00:00+00:00, None) | EV | hvmv_4_21 | FALSE | TYPE_OR_CUSTOMER_TYPE | ["kWh"] | kWh | TRUE
GSO_19 | evch_50314_21 | 22b1b7a1-dc26-45a5-87b0-53df070e7313 | TRUE_CONSUMPTION | SMART_ev_data | ["kWh"] | evch_50314_21 | B |  | [2024-01-01 05:00:00+00:00, None) | EV | hvmv_4_21 | FALSE | TYPE_OR_CUSTOMER_TYPE | ["kWh"] | kWh | TRUE
GSO_19 | evch_52361_21 | e92ed171-69ec-4104-b7d0-073eb1eee5d8 | TRUE_CONSUMPTION | SMART_ev_data | ["kWh"] | evch_52361_21 | B |  | [2024-01-01 05:00:00+00:00, None) | EV | hvmv_4_21 | FALSE | TYPE_OR_CUSTOMER_TYPE | ["kWh"] | kWh | TRUE
GSO_19 | evch_52437_21 | 04b545cf-150a-479c-8fef-a7cecd2fdaad | TRUE_CONSUMPTION | SMART_ev_data | ["kWh"] | evch_52437_21 | C |  | [2024-01-01 05:00:00+00:00, None) | EV | hvmv_4_21 | FALSE | TYPE_OR_CUSTOMER_TYPE | ["kWh"] | kWh | TRUE
GSO_19 | evch_52782_21 | 834dca28-3164-4def-b81a-7407e7219cfc | TRUE_CONSUMPTION | SMART_ev_data | ["kWh"] | evch_52782_21 | C |  | [2024-01-01 05:00:00+00:00, None) | EV | hvmv_4_21 | FALSE | TYPE_OR_CUSTOMER_TYPE | ["kWh"] | kWh | TRUE
GSO_19 | evch_56410_21 | 79506054-1b71-45b5-a888-b661737c5ca5 | TRUE_CONSUMPTION | SMART_ev_data | ["kWh"] | evch_56410_21 | A |  | [2024-01-01 05:00:00+00:00, None) | EV | hvmv_4_21 | FALSE | TYPE_OR_CUSTOMER_TYPE | ["kWh"] | kWh | TRUE
GSO_19 | evch_681_21 | 48e5131a-f06c-472b-9e58-64379e194ab3 | TRUE_CONSUMPTION | SMART_ev_data | ["kWh"] | evch_681_21 | B |  | [2024-01-01 05:00:00+00:00, None) | EV | hvmv_4_21 | FALSE | TYPE_OR_CUSTOMER_TYPE | ["kWh"] | kWh | TRUE
GSO_19 | pv_1932_21 | 1daf6d11-2695-4631-8ff3-dd2f30373abc | TRUE_GENERATION | SMART_pv_data | ["kWh"] | pv_1932_21 | B |  | [2024-01-01 05:00:00+00:00, None) | PV | hvmv_4_21 | FALSE | TYPE_OR_CUSTOMER_TYPE | ["kWh"] | kWh | TRUE
GSO_19 | pv_37311_21 | 0aaa478d-7dda-4c39-90ba-b90f479c33d6 | TRUE_GENERATION | SMART_pv_data | ["kWh"] | pv_37311_21 | A |  | [2024-01-01 05:00:00+00:00, None) | PV | hvmv_4_21 | FALSE | TYPE_OR_CUSTOMER_TYPE | ["kWh"] | kWh | TRUE
GSO_19 | pv_37577_21 | 46ce8bb5-5c29-4c43-973c-61261947a672 | TRUE_GENERATION | SMART_pv_data | ["kWh"] | pv_37577_21 | C |  | [2024-01-01 05:00:00+00:00, None) | PV | hvmv_4_21 | FALSE | TYPE_OR_CUSTOMER_TYPE | ["kWh"] | kWh | TRUE
GSO_19 | pv_43187_21 | 2f8aa338-6a1f-47bf-af2a-6fb78a53a810 | TRUE_GENERATION | SMART_pv_data | ["kWh"] | pv_43187_21 | B |  | [2024-01-01 05:00:00+00:00, None) | PV | hvmv_4_21 | FALSE | TYPE_OR_CUSTOMER_TYPE | ["kWh"] | kWh | TRUE
GSO_19 | pv_44152_21 | d25c24d1-e750-43b8-904a-41f338fee6fe | TRUE_GENERATION | SMART_pv_data | ["kWh"] | pv_44152_21 | C |  | [2024-01-01 05:00:00+00:00, None) | PV | hvmv_4_21 | FALSE | TYPE_OR_CUSTOMER_TYPE | ["kWh"] | kWh | TRUE
GSO_19 | pv_44548_21 | 54a23ffa-de62-4f93-9938-629fa32d5a6a | TRUE_GENERATION | SMART_pv_data | ["kWh"] | pv_44548_21 | C |  | [2024-01-01 05:00:00+00:00, None) | PV | hvmv_4_21 | FALSE | TYPE_OR_CUSTOMER_TYPE | ["kWh"] | kWh | TRUE
GSO_19 | pv_44627_21 | 00720034-a4c5-43a9-9a8d-356a94632943 | TRUE_GENERATION | SMART_pv_data | ["kWh"] | pv_44627_21 | A |  | [2025-02-12 06:00:00+00:00, None) | PV | hvmv_4_21 | FALSE | TYPE_OR_CUSTOMER_TYPE | ["kWh"] | kWh | TRUE
GSO_19 | pv_47276_21 | 9b1c4512-ae35-4553-b805-31477474c811 | TRUE_GENERATION | SMART_pv_data | ["kWh"] | pv_47276_21 | A |  | [2024-06-08 05:00:00+00:00, None) | PV | hvmv_4_21 | FALSE | TYPE_OR_CUSTOMER_TYPE | ["kWh"] | kWh | TRUE
GSO_19 | pv_50737_21 | 1fa15155-d5a7-41ec-866d-ba535b1ec263 | TRUE_GENERATION | SMART_pv_data | ["kWh"] | pv_50737_21 | A |  | [2024-01-01 05:00:00+00:00, None) | PV | hvmv_4_21 | FALSE | TYPE_OR_CUSTOMER_TYPE | ["kWh"] | kWh | TRUE
GSO_19 | pv_53514_21 | 70b222f3-54c1-4c17-a2a7-9fa53af89dc8 | TRUE_GENERATION | SMART_pv_data | ["kWh"] | pv_53514_21 | A |  | [2024-01-01 05:00:00+00:00, None) | PV | hvmv_4_21 | FALSE | TYPE_OR_CUSTOMER_TYPE | ["kWh"] | kWh | TRUE
GSO_19 | pv_54745_21 | 0043aca0-3989-4c83-b114-25c3e9d06bd0 | TRUE_GENERATION | SMART_pv_data | ["kWh"] | pv_54745_21 | C |  | [2024-01-01 05:00:00+00:00, None) | PV | hvmv_4_21 | FALSE | TYPE_OR_CUSTOMER_TYPE | ["kWh"] | kWh | TRUE
GSO_19 | pv_55359_21 | d93f1b81-b19e-463b-b2f6-6260943caa1a | TRUE_GENERATION | SMART_pv_data | ["kWh"] | pv_55359_21 | C |  | [2024-03-05 06:00:00+00:00, None) | PV | hvmv_4_21 | FALSE | TYPE_OR_CUSTOMER_TYPE | ["kWh"] | kWh | TRUE
GSO_19 | pv_59433_21 | de7c4937-ce05-420f-8edf-d38a0419d4dc | TRUE_GENERATION | SMART_pv_data | ["kWh"] | pv_59433_21 | A |  | [2025-11-20 06:00:00+00:00, None) | PV | hvmv_4_21 | FALSE | TYPE_OR_CUSTOMER_TYPE | ["kWh"] | kWh | TRUE
GSO_19 | pv_666_21 | a768df14-e46e-462b-bee6-f31d82c0bf0c | TRUE_GENERATION | SMART_pv_data | ["kWh"] | pv_666_21 | B |  | [2024-01-01 05:00:00+00:00, None) | PV | hvmv_4_21 | FALSE | TYPE_OR_CUSTOMER_TYPE | ["kWh"] | kWh | TRUE

## Metric_Summary
ResourceType | Metric | DataSourceRows | UniqueDataSources
EV | kWh | 50 | 50
PV | kWh | 43 | 43

## TimeSeries_Audit
ResourceType | SubstationID | GridID | ElementID | DataSourceID | DataSourceType | Provider | ChosenMetric | AllMetrics | IsCandidateFeeder | ObservationCount | FirstTimestampUTC | LastTimestampUTC | SpanDays | ApproxIntervalMinutes | MinimumValue | MaximumValue | AverageValue | SumValue | Has2024Data | YearSpanEvidence | TimeSeriesError
PV | hvmv_1_22 | GSO_121 | pv_1881_22 | 9513b976-f6af-42a3-b427-2a9bc3c87e29 | TRUE_GENERATION | SMART_pv_data | kWh | ["kWh"] | TRUE | 6043 | 2024-04-24 05:00 | 2024-12-31 23:00 | 251.75 | 60 | 0 | 6.338 | 1.2728 | 7691.703 | TRUE | FALSE
PV | hvmv_1_22 | GSO_121 | pv_761_22 | 4a84b5de-a462-45fc-a346-ac19bec24226 | TRUE_GENERATION | SMART_pv_data | kWh | ["kWh"] | TRUE | 8779 | 2024-01-01 05:00 | 2024-12-31 23:00 | 365.75 | 60 | 0 | 6.387 | 1.137 | 9981.662 | TRUE | TRUE
PV | hvmv_2_22 | GSO_125 | pv_510_22 | 57b86e57-f5eb-47e7-9a1c-2c41cc52d0bf | TRUE_GENERATION | SMART_pv_data | kWh | ["kWh"] | FALSE | 8779 | 2024-01-01 05:00 | 2024-12-31 23:00 | 365.75 | 60 | 0 | 14.803 | 2.9709 | 26081.821 | TRUE | TRUE
PV | hvmv_5_22 | GSO_142 | pv_1483_22 | cfa575bd-3a32-4da5-ba9a-07fbe3f703fa | TRUE_GENERATION | SMART_pv_data | kWh | ["kWh"] | TRUE | 8779 | 2024-01-01 05:00 | 2024-12-31 23:00 | 365.75 | 60 | 0 | 16.818 | 3.3549 | 29452.612 | TRUE | TRUE
PV | hvmv_5_22 | GSO_143 | pv_1562_22 | 3691e666-ec86-49e6-ab23-6028a1ddc920 | TRUE_GENERATION | SMART_pv_data | kWh | ["kWh"] | FALSE | 8779 | 2024-01-01 05:00 | 2024-12-31 23:00 | 365.75 | 60 | 0 | 11.345 | 2.147 | 18848.728 | TRUE | TRUE
PV | hvmv_5_22 | GSO_143 | pv_1565_22 | 724fe435-45a2-44b0-b0a7-4b8a74b999aa | TRUE_GENERATION | SMART_pv_data | kWh | ["kWh"] | FALSE | 8779 | 2024-01-01 05:00 | 2024-12-31 23:00 | 365.75 | 60 | 0 | 11.016 | 1.8992 | 16672.92 | TRUE | TRUE
PV | hvmv_5_22 | GSO_143 | pv_2054_22 | 15e389af-ea5a-4048-9e73-85075f8ae2cc | TRUE_GENERATION | SMART_pv_data | kWh | ["kWh"] | FALSE | 8779 | 2024-01-01 05:00 | 2024-12-31 23:00 | 365.75 | 60 | 0 | 11.927 | 2.1594 | 18957.679 | TRUE | TRUE
PV | hvmv_5_22 | GSO_143 | pv_2254_22 | 99f57440-c5d3-464d-b97a-5fdb1752aecf | TRUE_GENERATION | SMART_pv_data | kWh | ["kWh"] | FALSE | 8779 | 2024-01-01 05:00 | 2024-12-31 23:00 | 365.75 | 60 | 0 | 7.637 | 1.4629 | 12842.972 | TRUE | TRUE
PV | hvmv_5_22 | GSO_143 | pv_2262_22 | a8c90d4f-8c9d-4526-9a39-3e0faf25ebea | TRUE_GENERATION | SMART_pv_data | kWh | ["kWh"] | FALSE | 8779 | 2024-01-01 05:00 | 2024-12-31 23:00 | 365.75 | 60 | 0 | 9.578 | 1.7867 | 15685.263 | TRUE | TRUE
PV | hvmv_5_22 | GSO_143 | pv_2364_22 | 56387098-8a90-4277-8b36-a4ac952152c0 | TRUE_GENERATION | SMART_pv_data | kWh | ["kWh"] | FALSE | 6931 | 2024-03-18 05:00 | 2024-12-31 23:00 | 288.75 | 60 | 0 | 7.756 | 1.6234 | 11251.759 | TRUE | FALSE
PV | hvmv_5_22 | GSO_143 | pv_2534_22 | 014ee1aa-6a13-4fd0-afd7-10026faffc88 | TRUE_GENERATION | SMART_pv_data | kWh | ["kWh"] | FALSE | 8779 | 2024-01-01 05:00 | 2024-12-31 23:00 | 365.75 | 60 | 0 | 6.979 | 1.4095 | 12374.362 | TRUE | TRUE
PV | hvmv_5_22 | GSO_143 | pv_2558_22 | 05f3527a-45f9-4ee7-a41d-3e6b8448f2e4 | TRUE_GENERATION | SMART_pv_data | kWh | ["kWh"] | FALSE | 0 |  |  | 0 | [5 empty] | FALSE | FALSE
PV | hvmv_5_22 | GSO_143 | pv_2583_22 | e97e8401-f9f4-47ae-8330-9e7e73d951c2 | TRUE_GENERATION | SMART_pv_data | kWh | ["kWh"] | FALSE | 8779 | 2024-01-01 05:00 | 2024-12-31 23:00 | 365.75 | 60 | 0 | 9.983 | 1.9024 | 16700.97 | TRUE | TRUE
PV | hvmv_5_22 | GSO_143 | pv_50_22 | fb967238-ba96-4b7a-b6ed-4e8e834c004f | TRUE_GENERATION | SMART_pv_data | kWh | ["kWh"] | FALSE | 8779 | 2024-01-01 05:00 | 2024-12-31 23:00 | 365.75 | 60 | 0 | 8.218 | 1.5489 | 13597.832 | TRUE | TRUE
PV | hvmv_5_22 | GSO_145 | pv_1165_22 | 0f9234e7-4ff6-44df-8a11-3a4577a8a840 | TRUE_GENERATION | SMART_pv_data | kWh | ["kWh"] | TRUE | 8779 | 2024-01-01 05:00 | 2024-12-31 23:00 | 365.75 | 60 | 0 | 7.353 | 1.4483 | 12714.437 | TRUE | TRUE
PV | hvmv_5_22 | GSO_145 | pv_2732_22 | e210e86e-fb41-4314-a496-1c8123feab68 | TRUE_GENERATION | SMART_pv_data | kWh | ["kWh"] | TRUE | 8779 | 2024-01-01 05:00 | 2024-12-31 23:00 | 365.75 | 60 | 0 | 69.768 | 13.3919 | 117567.728 | TRUE | TRUE
PV | hvmv_4_21 | GSO_17 | pv_37225_21 | 93a96bc4-ac1e-4724-9475-57c4c03381b5 | TRUE_GENERATION | SMART_pv_data | kWh | ["kWh"] | FALSE | 8779 | 2024-01-01 05:00 | 2024-12-31 23:00 | 365.75 | 60 | 0 | 9.424 | 1.8511 | 16251.238 | TRUE | TRUE
PV | hvmv_4_21 | GSO_17 | pv_38784_21 | f938147b-6b1c-436c-8c1b-a488cf9a8d7c | TRUE_GENERATION | SMART_pv_data | kWh | ["kWh"] | FALSE | 8779 | 2024-01-01 05:00 | 2024-12-31 23:00 | 365.75 | 60 | 0 | 5.284 | 0.95822 | 8412.245 | TRUE | TRUE
PV | hvmv_4_21 | GSO_17 | pv_42391_21 | 38684530-f482-442e-8146-6cc1d21444d7 | TRUE_GENERATION | SMART_pv_data | kWh | ["kWh"] | FALSE | 0 |  |  | 0 | [5 empty] | FALSE | FALSE
PV | hvmv_4_21 | GSO_17 | pv_49103_21 | 1985249d-1513-4f8f-9e02-f4ddd3ce840d | TRUE_GENERATION | SMART_pv_data | kWh | ["kWh"] | FALSE | 0 |  |  | 0 | [5 empty] | FALSE | FALSE
PV | hvmv_4_21 | GSO_17 | pv_49251_21 | 80635f94-1f6e-4273-b0dd-ff63d51d282c | TRUE_GENERATION | SMART_pv_data | kWh | ["kWh"] | FALSE | 8779 | 2024-01-01 05:00 | 2024-12-31 23:00 | 365.75 | 60 | 0 | 9.307 | 1.8452 | 16199.16 | TRUE | TRUE
PV | hvmv_4_21 | GSO_17 | pv_49510_21 | a98ad579-1e6b-42d0-ae0f-07957ee75b5a | TRUE_GENERATION | SMART_pv_data | kWh | ["kWh"] | FALSE | 0 |  |  | 0 | [5 empty] | FALSE | FALSE
PV | hvmv_4_21 | GSO_17 | pv_51409_21 | 90f76467-f830-482f-a360-e7b36871d419 | TRUE_GENERATION | SMART_pv_data | kWh | ["kWh"] | FALSE | 0 |  |  | 0 | [5 empty] | FALSE | FALSE
PV | hvmv_4_21 | GSO_17 | pv_51737_21 | 1d9b51ab-91a2-4d57-8d5e-e956f6780eaa | TRUE_GENERATION | SMART_pv_data | kWh | ["kWh"] | FALSE | 8779 | 2024-01-01 05:00 | 2024-12-31 23:00 | 365.75 | 60 | 0 | 14.025 | 2.6012 | 22835.88 | TRUE | TRUE
PV | hvmv_4_21 | GSO_18 | pv_33284_21 | a8a069ec-7bb0-483b-b28b-edd9de33b708 | TRUE_GENERATION | SMART_pv_data | kWh | ["kWh"] | TRUE | 8779 | 2024-01-01 05:00 | 2024-12-31 23:00 | 365.75 | 60 | 0 | 5.863 | 1.1144 | 9783.673 | TRUE | TRUE
PV | hvmv_4_21 | GSO_18 | pv_42413_21 | f4cc60fb-bd3e-4579-a0ee-2ad96e37c981 | TRUE_GENERATION | SMART_pv_data | kWh | ["kWh"] | TRUE | 8779 | 2024-01-01 05:00 | 2024-12-31 23:00 | 365.75 | 60 | 0 | 13.977 | 2.7853 | 24452.274 | TRUE | TRUE
PV | hvmv_4_21 | GSO_18 | pv_44989_21 | f04ac68d-97bb-4e0c-8df2-fb5aae9f350f | TRUE_GENERATION | SMART_pv_data | kWh | ["kWh"] | TRUE | 8779 | 2024-01-01 05:00 | 2024-12-31 23:00 | 365.75 | 60 | 0 | 11.416 | 2.2214 | 19501.532 | TRUE | TRUE
PV | hvmv_4_21 | GSO_18 | pv_49202_21 | 96d60763-d5d9-41ba-8243-95df9cbecf72 | TRUE_GENERATION | SMART_pv_data | kWh | ["kWh"] | TRUE | 0 |  |  | 0 | [5 empty] | FALSE | FALSE
PV | hvmv_4_21 | GSO_18 | pv_59999_21 | 260474c7-4427-450b-9808-4a68a1b4ce0b | TRUE_GENERATION | SMART_pv_data | kWh | ["kWh"] | TRUE | 8779 | 2024-01-01 05:00 | 2024-12-31 23:00 | 365.75 | 60 | 0 | 56.251 | 11.0289 | 96822.603 | TRUE | TRUE
PV | hvmv_4_21 | GSO_19 | pv_1932_21 | 1daf6d11-2695-4631-8ff3-dd2f30373abc | TRUE_GENERATION | SMART_pv_data | kWh | ["kWh"] | FALSE | 8779 | 2024-01-01 05:00 | 2024-12-31 23:00 | 365.75 | 60 | 0 | 5.752 | 1.0921 | 9587.712 | TRUE | TRUE
PV | hvmv_4_21 | GSO_19 | pv_37311_21 | 0aaa478d-7dda-4c39-90ba-b90f479c33d6 | TRUE_GENERATION | SMART_pv_data | kWh | ["kWh"] | FALSE | 8779 | 2024-01-01 05:00 | 2024-12-31 23:00 | 365.75 | 60 | 0 | 5.166 | 1.0128 | 8891.79 | TRUE | TRUE
PV | hvmv_4_21 | GSO_19 | pv_37577_21 | 46ce8bb5-5c29-4c43-973c-61261947a672 | TRUE_GENERATION | SMART_pv_data | kWh | ["kWh"] | FALSE | 8779 | 2024-01-01 05:00 | 2024-12-31 23:00 | 365.75 | 60 | 0 | 7.278 | 1.3018 | 11428.101 | TRUE | TRUE
PV | hvmv_4_21 | GSO_19 | pv_43187_21 | 2f8aa338-6a1f-47bf-af2a-6fb78a53a810 | TRUE_GENERATION | SMART_pv_data | kWh | ["kWh"] | FALSE | 8779 | 2024-01-01 05:00 | 2024-12-31 23:00 | 365.75 | 60 | 0 | 10.362 | 2.0209 | 17741.805 | TRUE | TRUE
PV | hvmv_4_21 | GSO_19 | pv_44152_21 | d25c24d1-e750-43b8-904a-41f338fee6fe | TRUE_GENERATION | SMART_pv_data | kWh | ["kWh"] | FALSE | 8779 | 2024-01-01 05:00 | 2024-12-31 23:00 | 365.75 | 60 | 0 | 10.324 | 2.0304 | 17825.099 | TRUE | TRUE
PV | hvmv_4_21 | GSO_19 | pv_44548_21 | 54a23ffa-de62-4f93-9938-629fa32d5a6a | TRUE_GENERATION | SMART_pv_data | kWh | ["kWh"] | FALSE | 8779 | 2024-01-01 05:00 | 2024-12-31 23:00 | 365.75 | 60 | 0 | 13.139 | 2.5898 | 22735.787 | TRUE | TRUE
PV | hvmv_4_21 | GSO_19 | pv_44627_21 | 00720034-a4c5-43a9-9a8d-356a94632943 | TRUE_GENERATION | SMART_pv_data | kWh | ["kWh"] | FALSE | 0 |  |  | 0 | [5 empty] | FALSE | FALSE
PV | hvmv_4_21 | GSO_19 | pv_47276_21 | 9b1c4512-ae35-4553-b805-31477474c811 | TRUE_GENERATION | SMART_pv_data | kWh | ["kWh"] | FALSE | 4963 | 2024-06-08 05:00 | 2024-12-31 23:00 | 206.75 | 60 | 0 | 9.241 | 1.8374 | 9119.042 | TRUE | FALSE
PV | hvmv_4_21 | GSO_19 | pv_50737_21 | 1fa15155-d5a7-41ec-866d-ba535b1ec263 | TRUE_GENERATION | SMART_pv_data | kWh | ["kWh"] | FALSE | 8779 | 2024-01-01 05:00 | 2024-12-31 23:00 | 365.75 | 60 | 0 | 6.611 | 1.2892 | 11317.903 | TRUE | TRUE
PV | hvmv_4_21 | GSO_19 | pv_53514_21 | 70b222f3-54c1-4c17-a2a7-9fa53af89dc8 | TRUE_GENERATION | SMART_pv_data | kWh | ["kWh"] | FALSE | 8779 | 2024-01-01 05:00 | 2024-12-31 23:00 | 365.75 | 60 | 0 | 9.42 | 1.6663 | 14628.732 | TRUE | TRUE
PV | hvmv_4_21 | GSO_19 | pv_54745_21 | 0043aca0-3989-4c83-b114-25c3e9d06bd0 | TRUE_GENERATION | SMART_pv_data | kWh | ["kWh"] | FALSE | 8779 | 2024-01-01 05:00 | 2024-12-31 23:00 | 365.75 | 60 | 0 | 11.686 | 2.3493 | 20624.741 | TRUE | TRUE
PV | hvmv_4_21 | GSO_19 | pv_55359_21 | d93f1b81-b19e-463b-b2f6-6260943caa1a | TRUE_GENERATION | SMART_pv_data | kWh | ["kWh"] | FALSE | 7242 | 2024-03-05 06:00 | 2024-12-31 23:00 | 301.7083 | 60 | 0 | 5.952 | 1.16 | 8401.019 | TRUE | TRUE
PV | hvmv_4_21 | GSO_19 | pv_59433_21 | de7c4937-ce05-420f-8edf-d38a0419d4dc | TRUE_GENERATION | SMART_pv_data | kWh | ["kWh"] | FALSE | 0 |  |  | 0 | [5 empty] | FALSE | FALSE
PV | hvmv_4_21 | GSO_19 | pv_666_21 | a768df14-e46e-462b-bee6-f31d82c0bf0c | TRUE_GENERATION | SMART_pv_data | kWh | ["kWh"] | FALSE | 8779 | 2024-01-01 05:00 | 2024-12-31 23:00 | 365.75 | 60 | 0 | 11.344 | 2.1358 | 18749.882 | TRUE | TRUE
EV | hvmv_1_22 | GSO_121 | evch_1784_22 | a3ce4a77-ee9e-4275-8bf6-657d89510a50 | TRUE_CONSUMPTION | SMART_ev_data | kWh | ["kWh"] | TRUE | 526740 | 2024-01-01 05:00 | 2024-12-31 23:59 | 365.791 | 1 | 0 | 0.064 | 0.012809 | 6747.249 | TRUE | TRUE
EV | hvmv_1_22 | GSO_123 | evch_786_22 | 2a36a6b1-ba81-4f24-92c7-a89845b67d39 | TRUE_CONSUMPTION | SMART_ev_data | kWh | ["kWh"] | TRUE | 526740 | 2024-01-01 05:00 | 2024-12-31 23:59 | 365.791 | 1 | 0 | 0.4 | 0.069974 | 36858.3254 | TRUE | TRUE
EV | hvmv_1_22 | GSO_124 | evch_750_22 | b979fb49-3a70-4885-88e9-29679cc53d96 | TRUE_CONSUMPTION | SMART_ev_data | kWh | ["kWh"] | TRUE | 526740 | 2024-01-01 05:00 | 2024-12-31 23:59 | 365.791 | 1 | 0 | 0.19167 | 0.07405 | 39004.9455 | TRUE | TRUE
EV | hvmv_5_22 | GSO_142 | evch_1402_22 | d0fda3a8-1d6d-423c-9787-2948056f8a3b | TRUE_CONSUMPTION | SMART_ev_data | kWh | ["kWh"] | TRUE | 526740 | 2024-01-01 05:00 | 2024-12-31 23:59 | 365.791 | 1 | 0 | 0.12 | 0.02578 | 13579.2534 | TRUE | TRUE
EV | hvmv_5_22 | GSO_142 | evch_1837_22 | caf5d322-d1e7-4e37-82de-2bdb8eee2e2f | TRUE_CONSUMPTION | SMART_ev_data | kWh | ["kWh"] | TRUE | 526740 | 2024-01-01 05:00 | 2024-12-31 23:59 | 365.791 | 1 | 0 | 0.064 | 0.0093848 | 4943.3692 | TRUE | TRUE
EV | hvmv_5_22 | GSO_142 | evch_2110_22 | 881989b1-05f8-468a-adf3-b8625ed2a912 | TRUE_CONSUMPTION | SMART_ev_data | kWh | ["kWh"] | TRUE | 526740 | 2024-01-01 05:00 | 2024-12-31 23:59 | 365.791 | 1 | 0 | 0.128 | 0.0084886 | 4471.279 | TRUE | TRUE
EV | hvmv_5_22 | GSO_142 | evch_2122_22 | 4b1f5e87-2e63-40a9-8209-c58e37e5b284 | TRUE_CONSUMPTION | SMART_ev_data | kWh | ["kWh"] | TRUE | 526740 | 2024-01-01 05:00 | 2024-12-31 23:59 | 365.791 | 1 | 0 | 2.25 | 0.17575 | 92575.4692 | TRUE | TRUE
EV | hvmv_5_22 | GSO_143 | evch_134_22 | 63bf1aa1-1e93-4753-be9c-6d1dc5fea7fd | TRUE_CONSUMPTION | SMART_ev_data | kWh | ["kWh"] | FALSE | 526740 | 2024-01-01 05:00 | 2024-12-31 23:59 | 365.791 | 1 | 0 | 0.064 | 0.01016 | 5351.9139 | TRUE | TRUE
EV | hvmv_5_22 | GSO_143 | evch_1412_22 | 4fb7341a-572f-4a92-bfff-3b3e8f71ac80 | TRUE_CONSUMPTION | SMART_ev_data | kWh | ["kWh"] | FALSE | 526740 | 2024-01-01 05:00 | 2024-12-31 23:59 | 365.791 | 1 | 0 | 0.064 | 0.0069544 | 3663.182 | TRUE | TRUE
EV | hvmv_5_22 | GSO_143 | evch_153_22 | c19d37ac-54a4-47e3-a022-68393a3a563f | TRUE_CONSUMPTION | SMART_ev_data | kWh | ["kWh"] | FALSE | 526740 | 2024-01-01 05:00 | 2024-12-31 23:59 | 365.791 | 1 | 0 | 0.064 | 0.010364 | 5459.1696 | TRUE | TRUE
EV | hvmv_5_22 | GSO_143 | evch_1758_22 | 40717c1b-96b8-45cc-9826-6783d84473b2 | TRUE_CONSUMPTION | SMART_ev_data | kWh | ["kWh"] | FALSE | 526740 | 2024-01-01 05:00 | 2024-12-31 23:59 | 365.791 | 1 | 0 | 0.064 | 0.0083029 | 4373.4538 | TRUE | TRUE
EV | hvmv_5_22 | GSO_143 | evch_1994_22 | 0b0282b9-52dd-444b-99f4-e27d17daad92 | TRUE_CONSUMPTION | SMART_ev_data | kWh | ["kWh"] | FALSE | 526740 | 2024-01-01 05:00 | 2024-12-31 23:59 | 365.791 | 1 | 0 | 0.064 | 0.0045209 | 2381.3547 | TRUE | TRUE
EV | hvmv_5_22 | GSO_143 | evch_1995_22 | acd19f5a-c0c9-4951-ad94-2cb8b41d1881 | TRUE_CONSUMPTION | SMART_ev_data | kWh | ["kWh"] | FALSE | 526740 | 2024-01-01 05:00 | 2024-12-31 23:59 | 365.791 | 1 | 0 | 0.064 | 0.0087549 | 4611.566 | TRUE | TRUE
EV | hvmv_5_22 | GSO_143 | evch_2007_22 | 56a7dd05-e3e0-471d-9997-214e37a73048 | TRUE_CONSUMPTION | SMART_ev_data | kWh | ["kWh"] | FALSE | 526740 | 2024-01-01 05:00 | 2024-12-31 23:59 | 365.791 | 1 | 0 | 0.064 | 0.0085701 | 4514.1974 | TRUE | TRUE
EV | hvmv_5_22 | GSO_143 | evch_2105_22 | 4f60417c-eae4-4373-8748-22040121380b | TRUE_CONSUMPTION | SMART_ev_data | kWh | ["kWh"] | FALSE | 526740 | 2024-01-01 05:00 | 2024-12-31 23:59 | 365.791 | 1 | 0 | 0.064 | 0.0055956 | 2947.4404 | TRUE | TRUE
EV | hvmv_5_22 | GSO_143 | evch_2146_22 | 411951d8-b3b4-4416-b600-7a796db509a8 | TRUE_CONSUMPTION | SMART_ev_data | kWh | ["kWh"] | FALSE | 526740 | 2024-01-01 05:00 | 2024-12-31 23:59 | 365.791 | 1 | 0 | 0.12 | 0.058168 | 30639.4874 | TRUE | TRUE
EV | hvmv_5_22 | GSO_143 | evch_2256_22 | 93ae00ba-571b-4cd4-9e51-c7c20ecd0113 | TRUE_CONSUMPTION | SMART_ev_data | kWh | ["kWh"] | FALSE | 526740 | 2024-01-01 05:00 | 2024-12-31 23:59 | 365.791 | 1 | 0 | 0.128 | 0.0062413 | 3287.5307 | TRUE | TRUE
EV | hvmv_5_22 | GSO_143 | evch_2325_22 | 3b6240cf-54ea-4d58-9cf1-8e80346b108e | TRUE_CONSUMPTION | SMART_ev_data | kWh | ["kWh"] | FALSE | 526740 | 2024-01-01 05:00 | 2024-12-31 23:59 | 365.791 | 1 | 0 | 0.128 | 0.0071955 | 3790.1561 | TRUE | TRUE
EV | hvmv_5_22 | GSO_143 | evch_2532_22 | b8d76564-5ae9-407f-b1aa-c51688a303b5 | TRUE_CONSUMPTION | SMART_ev_data | kWh | ["kWh"] | FALSE | 526740 | 2024-01-01 05:00 | 2024-12-31 23:59 | 365.791 | 1 | 0 | 0.12 | 0.014526 | 7651.682 | TRUE | TRUE
EV | hvmv_5_22 | GSO_145 | evch_1182_22 | c851453b-f572-433f-8d19-d82060f107ec | TRUE_CONSUMPTION | SMART_ev_data | kWh | ["kWh"] | TRUE | 526740 | 2024-01-01 05:00 | 2024-12-31 23:59 | 365.791 | 1 | 0 | 0.128 | 0.0075358 | 3969.4253 | TRUE | TRUE
EV | hvmv_5_22 | GSO_145 | evch_2398_22 | 5540b17c-d03d-4a0a-8de9-4be46b43ce98 | TRUE_CONSUMPTION | SMART_ev_data | kWh | ["kWh"] | TRUE | 526740 | 2024-01-01 05:00 | 2024-12-31 23:59 | 365.791 | 1 | 0 | 0.064 | 0.010266 | 5407.4237 | TRUE | TRUE
EV | hvmv_5_22 | GSO_145 | evch_752_22 | d5f3495e-5710-4fc9-b796-2633a422a626 | TRUE_CONSUMPTION | SMART_ev_data | kWh | ["kWh"] | TRUE | 526740 | 2024-01-01 05:00 | 2024-12-31 23:59 | 365.791 | 1 | 0 | 0.12 | 0.025057 | 13198.6872 | TRUE | TRUE
EV | hvmv_5_22 | GSO_145 | evch_814_22 | e55e023b-c0b2-4b42-91b4-3314502627eb | TRUE_CONSUMPTION | SMART_ev_data | kWh | ["kWh"] | TRUE | 526740 | 2024-01-01 05:00 | 2024-12-31 23:59 | 365.791 | 1 | 0 | 0.12 | 0.059361 | 31267.7347 | TRUE | TRUE
EV | hvmv_4_21 | GSO_17 | evch_16430_21 | ed522e0f-aff5-4fd9-b667-4d8723e49bc5 | TRUE_CONSUMPTION | SMART_ev_data | kWh | ["kWh"] | FALSE | 526740 | 2024-01-01 05:00 | 2024-12-31 23:59 | 365.791 | 1 | 0 | 0.064 | 0.0043108 | 2270.6517 | TRUE | TRUE
EV | hvmv_4_21 | GSO_17 | evch_39280_21 | 20a419fd-835c-4c2b-84e2-3908ae43234b | TRUE_CONSUMPTION | SMART_ev_data | kWh | ["kWh"] | FALSE | 526740 | 2024-01-01 05:00 | 2024-12-31 23:59 | 365.791 | 1 | 0 | 0.19167 | 0.071184 | 37495.5546 | TRUE | TRUE
EV | hvmv_4_21 | GSO_17 | evch_39549_21 | 64ea88f2-fcb7-4e1e-af92-8f3e5ee18543 | TRUE_CONSUMPTION | SMART_ev_data | kWh | ["kWh"] | FALSE | 526740 | 2024-01-01 05:00 | 2024-12-31 23:59 | 365.791 | 1 | 0 | 0.064 | 0.011373 | 5990.6723 | TRUE | TRUE
EV | hvmv_4_21 | GSO_17 | evch_46056_21 | 10e60952-e9b3-4f3d-8097-4bea2434e001 | TRUE_CONSUMPTION | SMART_ev_data | kWh | ["kWh"] | FALSE | 526740 | 2024-01-01 05:00 | 2024-12-31 23:59 | 365.791 | 1 | 0 | 0.128 | 0.0050913 | 2681.8057 | TRUE | TRUE
EV | hvmv_4_21 | GSO_17 | evch_47939_21 | 2a1d607c-c632-4ccc-a7b8-2dd68801e422 | TRUE_CONSUMPTION | SMART_ev_data | kWh | ["kWh"] | FALSE | 526740 | 2024-01-01 05:00 | 2024-12-31 23:59 | 365.791 | 1 | 0 | 0.064 | 0.0061594 | 3244.3974 | TRUE | TRUE
EV | hvmv_4_21 | GSO_17 | evch_49783_21 | 778f21fe-6261-4e98-b495-02b86efbe95d | TRUE_CONSUMPTION | SMART_ev_data | kWh | ["kWh"] | FALSE | 526740 | 2024-01-01 05:00 | 2024-12-31 23:59 | 365.791 | 1 | 0 | 0.064 | 0.0067223 | 3540.9275 | TRUE | TRUE
EV | hvmv_4_21 | GSO_17 | evch_49917_21 | 3d3d9959-48c1-49a5-8991-16562334f97c | TRUE_CONSUMPTION | SMART_ev_data | kWh | ["kWh"] | FALSE | 526740 | 2024-01-01 05:00 | 2024-12-31 23:59 | 365.791 | 1 | 0 | 0.128 | 0.006233 | 3283.1566 | TRUE | TRUE
EV | hvmv_4_21 | GSO_17 | evch_50324_21 | 83cc850b-6c8b-4c06-9079-217aba981220 | TRUE_CONSUMPTION | SMART_ev_data | kWh | ["kWh"] | FALSE | 526740 | 2024-01-01 05:00 | 2024-12-31 23:59 | 365.791 | 1 | 0 | 0.064 | 0.0084067 | 4428.1617 | TRUE | TRUE
EV | hvmv_4_21 | GSO_17 | evch_54333_21 | 06b3fdb4-3be2-41fd-b9ba-efcbf14f336a | TRUE_CONSUMPTION | SMART_ev_data | kWh | ["kWh"] | FALSE | 526740 | 2024-01-01 05:00 | 2024-12-31 23:59 | 365.791 | 1 | 0 | 0.064 | 0.0064755 | 3410.9099 | TRUE | TRUE
EV | hvmv_4_21 | GSO_17 | evch_56746_21 | 7ed0d638-b8a6-4889-96cf-ef1ff7e16238 | TRUE_CONSUMPTION | SMART_ev_data | kWh | ["kWh"] | FALSE | 526740 | 2024-01-01 05:00 | 2024-12-31 23:59 | 365.791 | 1 | 0 | 0.12 | 0.058135 | 30622.1579 | TRUE | TRUE
EV | hvmv_4_21 | GSO_18 | evch_2029_21 | 4f5ad2db-94ac-475d-9044-6df9801590cd | TRUE_CONSUMPTION | SMART_ev_data | kWh | ["kWh"] | TRUE | 526740 | 2024-01-01 05:00 | 2024-12-31 23:59 | 365.791 | 1 | 0 | 2.25 | 0.18166 | 95685.3703 | TRUE | TRUE
EV | hvmv_4_21 | GSO_18 | evch_33350_21 | f1748b04-bd65-455e-8baf-8a0d877a8adb | TRUE_CONSUMPTION | SMART_ev_data | kWh | ["kWh"] | TRUE | 526740 | 2024-01-01 05:00 | 2024-12-31 23:59 | 365.791 | 1 | 0 | 0.4 | 0.070931 | 37362.4273 | TRUE | TRUE
EV | hvmv_4_21 | GSO_18 | evch_426_21 | 3fe8d9e6-3d9e-4b0f-b7bd-f52cfdb0b6f0 | TRUE_CONSUMPTION | SMART_ev_data | kWh | ["kWh"] | TRUE | 526740 | 2024-01-01 05:00 | 2024-12-31 23:59 | 365.791 | 1 | 0 | 0.4 | 0.070338 | 37049.7642 | TRUE | TRUE
EV | hvmv_4_21 | GSO_18 | evch_51468_21 | 93650306-6920-4890-93fb-9e479a40c1b8 | TRUE_CONSUMPTION | SMART_ev_data | kWh | ["kWh"] | TRUE | 526740 | 2024-01-01 05:00 | 2024-12-31 23:59 | 365.791 | 1 | 0 | 0.064 | 0.0071856 | 3784.9216 | TRUE | TRUE
EV | hvmv_4_21 | GSO_19 | evch_40874_21 | 890fe726-73b1-4064-946f-8939c86910c1 | TRUE_CONSUMPTION | SMART_ev_data | kWh | ["kWh"] | FALSE | 526740 | 2024-01-01 05:00 | 2024-12-31 23:59 | 365.791 | 1 | 0 | 0.064 | 0.0096752 | 5096.3152 | TRUE | TRUE
EV | hvmv_4_21 | GSO_19 | evch_42396_21 | a5f8e93d-d8c2-402d-bb56-eda5d3532e47 | TRUE_CONSUMPTION | SMART_ev_data | kWh | ["kWh"] | FALSE | 526740 | 2024-01-01 05:00 | 2024-12-31 23:59 | 365.791 | 1 | 0 | 0.128 | 0.0083262 | 4385.7326 | TRUE | TRUE
EV | hvmv_4_21 | GSO_19 | evch_42724_21 | df2a36a9-191e-4453-adb1-ca110d7e0999 | TRUE_CONSUMPTION | SMART_ev_data | kWh | ["kWh"] | FALSE | 526740 | 2024-01-01 05:00 | 2024-12-31 23:59 | 365.791 | 1 | 0 | 0.064 | 0.0069494 | 3660.5027 | TRUE | TRUE
EV | hvmv_4_21 | GSO_19 | evch_43143_21 | b2c0def2-d8e6-48d0-95c6-0a8c7c6f703f | TRUE_CONSUMPTION | SMART_ev_data | kWh | ["kWh"] | FALSE | 526740 | 2024-01-01 05:00 | 2024-12-31 23:59 | 365.791 | 1 | 0 | 0.064 | 0.0067526 | 3556.8656 | TRUE | TRUE
EV | hvmv_4_21 | GSO_19 | evch_44404_21 | 452f061f-9602-49ac-9c8f-8bf5275fd88d | TRUE_CONSUMPTION | SMART_ev_data | kWh | ["kWh"] | FALSE | 526740 | 2024-01-01 05:00 | 2024-12-31 23:59 | 365.791 | 1 | 0 | 0.064 | 0.0073475 | 3870.2179 | TRUE | TRUE
EV | hvmv_4_21 | GSO_19 | evch_47656_21 | 909520a7-1307-43de-9b96-6e007ba66d10 | TRUE_CONSUMPTION | SMART_ev_data | kWh | ["kWh"] | FALSE | 526740 | 2024-01-01 05:00 | 2024-12-31 23:59 | 365.791 | 1 | 0 | 0.128 | 0.0098479 | 5187.2934 | TRUE | TRUE
EV | hvmv_4_21 | GSO_19 | evch_48835_21 | d24d188d-e9b8-438b-9f36-60ea3ca42377 | TRUE_CONSUMPTION | SMART_ev_data | kWh | ["kWh"] | FALSE | 526740 | 2024-01-01 05:00 | 2024-12-31 23:59 | 365.791 | 1 | 0 | 0.128 | 0.012888 | 6788.4588 | TRUE | TRUE
EV | hvmv_4_21 | GSO_19 | evch_50314_21 | 22b1b7a1-dc26-45a5-87b0-53df070e7313 | TRUE_CONSUMPTION | SMART_ev_data | kWh | ["kWh"] | FALSE | 526740 | 2024-01-01 05:00 | 2024-12-31 23:59 | 365.791 | 1 | 0 | 0.064 | 0.011179 | 5888.4549 | TRUE | TRUE
EV | hvmv_4_21 | GSO_19 | evch_52361_21 | e92ed171-69ec-4104-b7d0-073eb1eee5d8 | TRUE_CONSUMPTION | SMART_ev_data | kWh | ["kWh"] | FALSE | 526740 | 2024-01-01 05:00 | 2024-12-31 23:59 | 365.791 | 1 | 0 | 0.064 | 0.0106 | 5583.3847 | TRUE | TRUE
EV | hvmv_4_21 | GSO_19 | evch_52437_21 | 04b545cf-150a-479c-8fef-a7cecd2fdaad | TRUE_CONSUMPTION | SMART_ev_data | kWh | ["kWh"] | FALSE | 526740 | 2024-01-01 05:00 | 2024-12-31 23:59 | 365.791 | 1 | 0 | 0.064 | 0.0096493 | 5082.6594 | TRUE | TRUE
EV | hvmv_4_21 | GSO_19 | evch_52782_21 | 834dca28-3164-4def-b81a-7407e7219cfc | TRUE_CONSUMPTION | SMART_ev_data | kWh | ["kWh"] | FALSE | 526740 | 2024-01-01 05:00 | 2024-12-31 23:59 | 365.791 | 1 | 0 | 0.064 | 0.0069701 | 3671.4143 | TRUE | TRUE
EV | hvmv_4_21 | GSO_19 | evch_56410_21 | 79506054-1b71-45b5-a888-b661737c5ca5 | TRUE_CONSUMPTION | SMART_ev_data | kWh | ["kWh"] | FALSE | 526740 | 2024-01-01 05:00 | 2024-12-31 23:59 | 365.791 | 1 | 0 | 0.064 | 0.011522 | 6069.2345 | TRUE | TRUE
EV | hvmv_4_21 | GSO_19 | evch_681_21 | 48e5131a-f06c-472b-9e58-64379e194ab3 | TRUE_CONSUMPTION | SMART_ev_data | kWh | ["kWh"] | FALSE | 526740 | 2024-01-01 05:00 | 2024-12-31 23:59 | 365.791 | 1 | 0 | 0.128 | 0.0066476 | 3501.5357 | TRUE | TRUE

## Element_Type_Inventory
GridID | ElementType | CustomerType | ElementCount
GSO_121 | ACLineSegment | line_segment | 192
GSO_121 | Meter | meter | 72
GSO_121 | Transformer | transformer | 52
GSO_121 | Switch | switchable_element-Switch | 32
GSO_121 | Fuse | switchable_element-Fuse | 2
GSO_121 | Photovoltaic | photovoltaic | 2
GSO_121 | Switch | switchable_element-Recloser | 2
GSO_121 | CircuitBreaker | switchable_element-Breaker | 1
GSO_121 | EVCharger | ev_charger | 1
GSO_122 | ACLineSegment | line_segment | 7
GSO_122 | Meter | meter | 3
GSO_122 | Transformer | transformer | 2
GSO_122 | CircuitBreaker | switchable_element-Breaker | 1
GSO_122 | Switch | switchable_element-Recloser | 1
GSO_123 | ACLineSegment | line_segment | 135
GSO_123 | Meter | meter | 47
GSO_123 | Transformer | transformer | 44
GSO_123 | Capacitor | capacitor | 4
GSO_123 | Switch | switchable_element-Recloser | 2
GSO_123 | CircuitBreaker | switchable_element-Breaker | 1
GSO_123 | EVCharger | ev_charger | 1
GSO_123 | Switch | switchable_element-Switch | 1
GSO_124 | ACLineSegment | line_segment | 40
GSO_124 | Meter | meter | 16
GSO_124 | Transformer | transformer | 13
GSO_124 | Switch | switchable_element-Switch | 2
GSO_124 | CircuitBreaker | switchable_element-Breaker | 1
GSO_124 | EVCharger | ev_charger | 1
GSO_124 | Fuse | switchable_element-Fuse | 1
GSO_124 | Switch | switchable_element-Recloser | 1
GSO_125 | ACLineSegment | line_segment | 160
GSO_125 | Meter | meter | 62
GSO_125 | Transformer | transformer | 50
GSO_125 | Switch | switchable_element-Switch | 9
GSO_125 | Fuse | switchable_element-Fuse | 4
GSO_125 | Capacitor | capacitor | 3
GSO_125 | Switch | switchable_element-Recloser | 3
GSO_125 | CircuitBreaker | switchable_element-Breaker | 1
GSO_125 | Photovoltaic | photovoltaic | 1
GSO_126 | ACLineSegment | line_segment | 100
GSO_126 | Meter | meter | 37
GSO_126 | Transformer | transformer | 32
GSO_126 | Fuse | switchable_element-Fuse | 3
GSO_126 | Switch | switchable_element-Recloser | 2
GSO_126 | CircuitBreaker | switchable_element-Breaker | 1
GSO_126 | Switch | switchable_element-Switch | 1
GSO_127 | ACLineSegment | line_segment | 1
GSO_127 | CircuitBreaker | switchable_element-Breaker | 1
GSO_127 | Meter | meter | 1
GSO_127 | Switch | switchable_element-Recloser | 1
GSO_128 | ACLineSegment | line_segment | 31
GSO_128 | Meter | meter | 16
GSO_128 | Transformer | transformer | 10
GSO_128 | Capacitor | capacitor | 1
GSO_128 | CircuitBreaker | switchable_element-Breaker | 1
GSO_128 | Fuse | switchable_element-Fuse | 1
GSO_128 | Switch | switchable_element-Recloser | 1
GSO_141 | ACLineSegment | line_segment | 167
GSO_141 | Meter | meter | 68
GSO_141 | Transformer | transformer | 43
GSO_141 | Switch | switchable_element-Switch | 25
GSO_141 | Switch | switchable_element-Recloser | 3
GSO_141 | Capacitor | capacitor | 1
GSO_141 | CircuitBreaker | switchable_element-Breaker | 1
GSO_141 | Fuse | switchable_element-Fuse | 1
GSO_142 | ACLineSegment | line_segment | 395
GSO_142 | Meter | meter | 140
GSO_142 | Transformer | transformer | 118
GSO_142 | Switch | switchable_element-Switch | 39
GSO_142 | Fuse | switchable_element-Fuse | 10
GSO_142 | EVCharger | ev_charger | 4
GSO_142 | Switch | switchable_element-Recloser | 2
GSO_142 | Capacitor | capacitor | 1
GSO_142 | CircuitBreaker | switchable_element-Breaker | 1
GSO_142 | Photovoltaic | photovoltaic | 1
GSO_143 | ACLineSegment | line_segment | 1561
GSO_143 | Meter | meter | 705
GSO_143 | Transformer | transformer | 157
GSO_143 | Switch | switchable_element-Switch | 50
GSO_143 | Fuse | switchable_element-Fuse | 23
GSO_143 | EVCharger | ev_charger | 12
GSO_143 | Photovoltaic | photovoltaic | 10
GSO_143 | Switch | switchable_element-Recloser | 3
GSO_143 | Capacitor | capacitor | 1
GSO_143 | CircuitBreaker | switchable_element-Breaker | 1
GSO_144 | ACLineSegment | line_segment | 69
GSO_144 | Meter | meter | 32
GSO_144 | Transformer | transformer | 5
GSO_144 | Switch | switchable_element-Switch | 3
GSO_144 | CircuitBreaker | switchable_element-Breaker | 1
GSO_144 | Fuse | switchable_element-Fuse | 1
GSO_144 | Switch | switchable_element-Recloser | 1
GSO_145 | ACLineSegment | line_segment | 374
GSO_145 | Meter | meter | 155
GSO_145 | Transformer | transformer | 86
GSO_145 | Switch | switchable_element-Switch | 25
GSO_145 | Fuse | switchable_element-Fuse | 8
GSO_145 | EVCharger | ev_charger | 4
GSO_145 | Capacitor | capacitor | 2
GSO_145 | Photovoltaic | photovoltaic | 2
GSO_145 | Switch | switchable_element-Recloser | 2
GSO_145 | CircuitBreaker | switchable_element-Breaker | 1
GSO_17 | ACLineSegment | line_segment | 2119
GSO_17 | Meter | meter | 983
GSO_17 | Transformer | transformer | 155
GSO_17 | Fuse | switchable_element-Fuse | 19
GSO_17 | EVCharger | ev_charger | 10
GSO_17 | Photovoltaic | photovoltaic | 8
GSO_17 | Switch | switchable_element-Recloser | 2
GSO_17 | CircuitBreaker | switchable_element-Breaker | 1
GSO_18 | ACLineSegment | line_segment | 1268
GSO_18 | Meter | meter | 584
GSO_18 | Transformer | transformer | 128
GSO_18 | Fuse | switchable_element-Fuse | 16
GSO_18 | Photovoltaic | photovoltaic | 5
GSO_18 | EVCharger | ev_charger | 4
GSO_18 | Switch | switchable_element-Switch | 3
GSO_18 | Capacitor | capacitor | 2
GSO_18 | Switch | switchable_element-Recloser | 2
GSO_18 | CircuitBreaker | switchable_element-Breaker | 1
GSO_19 | ACLineSegment | line_segment | 3128
GSO_19 | Meter | meter | 1464
GSO_19 | Transformer | transformer | 205
GSO_19 | Switch | switchable_element-Switch | 64
GSO_19 | Fuse | switchable_element-Fuse | 26
GSO_19 | Photovoltaic | photovoltaic | 14
GSO_19 | EVCharger | ev_charger | 13
GSO_19 | Switch | switchable_element-Recloser | 2
GSO_19 | Capacitor | capacitor | 1
GSO_19 | CircuitBreaker | switchable_element-Breaker | 1

## Assumptions
Item | Assumption
Purpose | Discovery/audit only. This script does not automatically credit PV, EV flexibility, batteries, or DR in the MILP.
Scope | Scans every Greensboro feeder mapped to the candidate substations, not only the candidate feeder itself, because substation-level flexibility can exist on neighboring feeders.
PV interpretation | Existing PV is evidence about available DER and historical production. Its historical effect is already embedded in breaker SCADA and must not be double-counted as new generation in the MILP.
EV interpretation | Existing EV charging is historical load already embedded in SCADA. Only demonstrably shiftable charging can later be credited as flexibility.
Battery interpretation | Existing storage is audited if present, but a proposed data-center battery is a design variable and should be parameterized separately rather than assumed from historical EDM assets.
DR interpretation | The script searches for explicit demand-response/flexible-load evidence. Absence of evidence is reported as NOT_FOUND rather than silently interpreted as zero potential.
Time-series audit | For each resource data source with kWh/kW/MW/W/Wh, the script checks 2024 observation count, time span, approximate interval, and basic values without automatically transforming the data into a MILP profile.
Metadata capacity | Metadata is preserved raw. Fields without explicit units are not silently converted into MW/MWh.
Continuation | The terminal handoff is intentionally verbose enough to paste back into ChatGPT so the next profile-generation/modeling step can be based on observed EDM evidence.